## Scaling
SCALING INPUTS FOR MID CONCENTRATION DESIGN (~4000X)
Assume:
Constant reactor temperature
Constant reactor heat duty
Steady state operation
Solar performance based on single-day, monthly averages
Hybrid operation for 24hr/day with fixed fraction for process down time
|  | Reactor Heat Duty | 217000 | kWh/hour
|  | Yearly Operation | 2920 | Hours | [9 empty] | Average (unweighted) Values
[7 empty] | Annual Solar |  | Electrical for Hybrid (or Shortfall) |  |  |  |  | hs | hr | hr*hs
|  | Annual Net Energy Required to Process | 633.64 | GWhr |  | Delivered | 606.5598 | GWh |  | Solar Hours | 0 | GWh | Design | 0.59978 | 0.89741 | 0.53825
|  | Nominal Fraction from Solar | 1 |  |  | Excess | 27.0419 | GWh |  | Non-Solar Hours | 0 | GWh | Annual | 0.51267 | 0.86975 | 0.4459
|  | Annual Net Energy Required from Solar | 633.64 | GWhr
[6 empty] | Total Energy Provided | 606.5598 | GWh (Solar delivered + Electrical (solar + non-solar hours))
|  | Daggett Yearly Energy | 2787.1392 | kWhr/m2 |  | Usable Fraction from Solar | 1
|  | Daggett Yearly Hours of Direct Sunlight | 4870 | Hours
Hours of solar operation at this temperature
|  | Reactor Temperature | 1350 | oC |  | 3897
|  | Annual Weighted Efficiency | 0.42498
|  | Field Area Required | 534950.3986 | m2
|  | Heliostat Area/Tower | 267459.0258 | m2
|  | Tower Height | 195.4 | m | < Design point tower height is 200m
|  | # Towers Needed | 2
|  | Total Heliostat Area | 534918.0516 | m2
|  | Annual Solar Energy to Process | 633.6017 | GWhr | Within 1% of target Annual Energy from Solar
639.9764
633.64
627.3036

## Design Point Performance
Design Point
Baseline Parameters | @ I=1000W/m2
D82H10
|  |  | Scaling Factors | New Parameters
Tower Height | 200 | m |  | 195.4 | m
Lookout Angle | 35 | deg |  | 35 | deg
CPC Acceptance | 35 | deg |  | 35 | deg |  |  | # Towers | 2
Heliostat Area | 100 | m2 | 2 | 95.4529 | m2
Tower Height/Heliostat Dimension | 20 |  |  | 20
# Heliostats/Field | 934 |  |  | 934 |  |  |  | Total CPC Area | 690.2882 | m2
Total Heliostat Area/Field | 93400 | m2 | 2 | 89153.0086 | m2
[8 empty] | Total Number of Heliostats | 5604
Land Area/Field | 52.2 | acres | 2 | 49.8264 | acres |  |  | Total Heliostat Area | 534918.0516 | m2
[8 empty] | Total Land Area | 298.9585 | acres
Delivered Power to Aperture | 61219.8058 | kW | 2 | 58436.08 | kW
Field Efficiency to Aperture | 0.6584 |  |  | 0.6584
CPC Concentration | 2.97 |  |  | 2.97
CPC Throughput | 0.91526 |  |  | 0.91526 |  |  |  |  | At Design Point
Delivered Power to Reactor | 56019.1907 | kW | 2 | 53471.942 | kW
Net Concentration | 3868.3242 |  |  | 3868.3242 |  |  |  | Total Power to Aperture | 350.6165 | MW
[8 empty] | Total Power to Reactor | 320.8317 | MW
CPC Surface Area | 120.2485 | m2 | 1.9 | 115.048 | m2
# Fields per Reactor | 3 |  |  | 3
Total CPC Area | 360.7454 | m2 |  | 345.1441 | m2
Total Number of Heliostats | 2802 |  |  | 2802
Total Heliostat Area | 280200 | m2 |  | 267459.0258 | m2
Total Land Area | 156.6 | acres |  | 149.4792 | acres | 604942.4899 | 0.44212
Total Power to Aperture | 183659.4173 | kW |  | 175308.2399 | kW
Total Power to Reactor | 168057.572 | kW |  | 160415.8261 | kW
Design Point Efficiency to Receiver | 0.6026 |  |  | 0.6026
Reactor Temperature | 1350 | C |  | 1350 | C
Annual Efficiency | 0.42498 |  |  | 0.42498
Solar Available | 2787 | kWhr/m2 |  | 2787 | kWhr/m2

## Ann Perf at Site
Annual Performance Summary
|  | Reactor Temperature | 1350 | oC
Net Power to Reactor, Wh/m2 (for each hour per unit heliostat area) = DNI x Average Efficiency for that hour
Month
| Hour | 1 | 2 | 3 | 4 | 5 | 6 | 7 | 8 | 9 | 10 | 11 | 12
| 6 | Month 5: 10.7015; Month 6: 51.1478; Month 7: 10.8183
| 7 | Month 3: 15.7045; Month 4: 112.193; Month 5: 166.6745; Month 6: 219.7288; Month 7: 163.8574; Month 8: 110.0735; Month 9: 68.7446
| 8 | 21.429 | 97.1166 | 196.7594 | 277.5812 | 299.8048 | 345.5006 | 295.0709 | 271.6137 | 250.5154 | 175.9832 | 104.511 | 26.7077
| 9 | 171.5036 | 221.3233 | 330.7699 | 409.0729 | 383.8584 | 428.9431 | 381.4597 | 378.4813 | 375.9084 | 303.2478 | 245.8096 | 165.985
| 10 | 270.6923 | 296.9084 | 381.1005 | 463.4059 | 423.2385 | 462.4828 | 431.1089 | 440.279 | 443.1485 | 373.3635 | 318.0116 | 246.7296
| 11 | 320.8789 | 331.6526 | 423.0893 | 487.3262 | 458.5141 | 487.3149 | 453.6076 | 446.8622 | 458.7844 | 415.5935 | 371.708 | 304.7964
| 12 | 351.9961 | 350.1393 | 414.5116 | 509.323 | 475.7221 | 492.6249 | 460.9245 | 469.9969 | 462.3079 | 405.9108 | 385.3555 | 317.1419
| 13 | 338.4209 | 333.5724 | 416.1464 | 471.5717 | 469.242 | 469.7426 | 468.4104 | 442.0508 | 441.6572 | 383.8097 | 346.4708 | 300.2825
| 14 | 301.7456 | 324.4082 | 385.3764 | 455.3966 | 443.1783 | 465.4621 | 443.2594 | 425.1167 | 401.6864 | 369.7103 | 282.5993 | 251.9668
| 15 | 231.6852 | 273.2278 | 336.2136 | 418.675 | 396.3005 | 407.5103 | 420.8531 | 376.9421 | 347.9777 | 300.877 | 202.1413 | 173.1082
| 16 | 102.334 | 176.1572 | 227.7627 | 297.6703 | 321.443 | 344.2359 | 338.9154 | 268.6808 | 210.4408 | 182.4327 | 91.685 | 47.0984
| 17 | Month 3: 78.1952; Month 4: 160.4932; Month 5: 205.139; Month 6: 231.9639; Month 7: 211.7478; Month 8: 132.0562; Month 9: 76.8062
| 18 | Month 5: 49.4052; Month 6: 83.8833; Month 7: 64.3726
| Hours/Day | 9 | 9 | 11 | 11 | 13 | 13 | 13 | 11 | 11 | 9 | 9 | 9
| # Days/Month | 31 | 28 | 31 | 30 | 31 | 30 | 31 | 30 | 31 | 31 | 30 | 31 | Hours/Yr |  | Fraction of Year
| Hours/Month | 279 | 252 | 341 | 330 | 403 | 390 | 403 | 330 | 341 | 279 | 270 | 279 | 3897 |  | 0.44486
| Monthly Sum, kWhr/m2 | 65.4312 | 67.3262 | 99.3745 | 121.8813 | 127.1999 | 134.7162 | 128.4766 | 112.8646 | 109.6773 | 90.2388 | 70.4488 | 56.8483 | hannual
| hmonthly | 0.36927 | 0.39661 | 0.43474 | 0.44701 | 0.4567 | 0.45764 | 0.45126 | 0.43839 | 0.43402 | 0.40813 | 0.38396 | 0.3412 | 0.42498
Net Power to Reactor, kWh (for each hour for entire heliostat field) = DNI x Average Efficiency for that hour x Heliostat Area
Month
| Hour | 1 | 2 | 3 | 4 | 5 | 6 | 7 | 8 | 9 | 10 | 11 | 12
| 6 | 0 | 0 | 0 | 0 | 5724.4373 | 27359.9008 | 5786.9221 | 0 | 0 | 0 | 0 | 0
| 7 | 0 | 0 | 8400.6268 | 60014.0847 | 89157.1809 | 117536.8862 | 87650.2717 | 58880.2871 | 36772.7257 | 0 | 0 | 0
| 8 | 11462.7555 | 51949.4403 | 105250.1331 | 148483.2014 | 160371.0149 | 184814.4844 | 157838.7685 | 145291.0929 | 134005.1899 | 94136.6023 | 55904.7938 | 14286.4447
| 9 | 91740.3667 | 118389.8051 | 176934.8113 | 218820.5028 | 205332.8031 | 229449.3973 | 204049.6934 | 202456.4609 | 201080.1769 | 162212.7278 | 131488.0173 | 88788.3779
| 10 | 144798.1749 | 158821.6555 | 203857.5594 | 247884.198 | 226397.9128 | 247390.4175 | 230607.9506 | 235513.1639 | 237048.1113 | 199718.892 | 170110.1457 | 131980.109
| 11 | 171643.9125 | 177406.9715 | 226318.1075 | 260679.5852 | 245267.4709 | 260673.5256 | 242642.8709 | 239034.6821 | 245412.0532 | 222308.4822 | 198833.3016 | 163041.114
| 12 | 188289.0508 | 187295.8164 | 221729.7592 | 272446.0802 | 254472.3347 | 263513.9279 | 246556.8444 | 251409.8441 | 247296.8356 | 217129.0215 | 206133.6335 | 169644.9188
| 13 | 181027.4422 | 178433.9054 | 222604.2066 | 252252.2085 | 251006.003 | 251273.8082 | 250561.1556 | 236460.9675 | 236250.3842 | 205306.7378 | 185333.4668 | 160626.5263
| 14 | 161409.1693 | 173531.8243 | 206144.7786 | 243599.8757 | 237064.0653 | 248984.0953 | 237107.4678 | 227402.5869 | 214869.3296 | 197764.6908 | 151167.4922 | 134781.5675
| 15 | 123932.5759 | 146154.4657 | 179846.717 | 223956.7979 | 211988.2825 | 217984.6027 | 225121.9008 | 201633.1086 | 186139.5602 | 160944.5506 | 108129.0465 | 92598.7257
| 16 | 54740.2796 | 94229.6397 | 121834.3707 | 159229.2046 | 171945.683 | 184137.978 | 181291.9742 | 143722.1873 | 112568.5864 | 97586.5282 | 49043.9815 | 25193.78
| 17 | 0 | 0 | 41828.0237 | 85850.7142 | 109732.5618 | 124081.652 | 113267.7279 | 70639.2709 | 41085.0125 | 0 | 0 | 0
| 18 | 0 | 0 | 0 | 0 | 26427.7131 | 44870.6927 | 34434.0906 | 0 | 0 | 0 | 0 | 0
| Monthly Sum, GWh | 35.0004 | 36.014 | 53.1572 | 65.1965 | 68.0415 | 72.0621 | 68.7244 | 60.3733 | 58.6684 | 48.2704 | 37.6843 | 30.4092 | 633.6017 | GWh
| Reactor Heat Duty | Month 1: 217000; Month 2: kWh/hour
| Hours Solar Delivered | Month 1: 3897
| Annual Solar Requirement | Month 1: 845.649; Month 2: GWh
Solar At or Above Required Duty
| Hours/Day | 0 | 0 | 3 | 7 | 5 | 7 | 6 | 5 | 4 | 2 | 0 | 0 | Yearly Total
| Hours/Month | 0 | 0 | 93 | 210 | 155 | 210 | 186 | 150 | 124 | 62 | 0 | 0 | 1190 | Hours
| Monthly Available, GWh | 0 | 0 | 20.7902 | 51.5892 | 37.6404 | 51.5781 | 44.4105 | 35.6946 | 29.9462 | 13.6226 | 0 | 0 | 285.2719 | GWh
| Monthly Excess, GWh | 0 | 0 | 0.60921 | 6.0192 | 4.0054 | 6.0081 | 4.0485 | 3.1446 | 3.0382 | 0.16856 | 0 | 0 | 27.0419 | GWh
| Monthly Delivered, GWh | 0 | 0 | 20.181 | 45.57 | 33.635 | 45.57 | 40.362 | 32.55 | 26.908 | 13.454 | 0 | 0 | 258.23 | GWh
Solar Below Required Duty
| Hours/Day | 9 | 9 | 8 | 4 | 8 | 6 | 7 | 6 | 7 | 7 | 9 | 9 | Yearly Total
| Hours/Month | 279 | 252 | 248 | 120 | 248 | 180 | 217 | 180 | 217 | 217 | 270 | 279 | 2707 | Hours
| Monthly Delivered, GWh | 35.0004 | 36.014 | 32.367 | 13.6073 | 30.4011 | 20.484 | 24.3139 | 24.6787 | 28.7221 | 34.6478 | 37.6843 | 30.4092 | 348.3298 | GWh
| Electrical Required (Solar Available), GWh | 25.5426 | 18.67 | 21.449 | 12.4327 | 23.4149 | 18.576 | 22.7751 | 14.3813 | 18.3669 | 12.4412 | 20.9057 | 30.1338 | 239.0892 | GWh
| Electrical Required (Solar Not Available), GWh | -6.727 | -6.076 | -20.181 | -19.53 | -33.635 | -32.55 | -33.635 | -19.53 | -20.181 | -6.727 | -6.51 | -6.727 | -212.009 | GWh
|  | Month 1: Solar Total to Process | Yearly Total
| Monthly, GWh | 35.0004 | 36.014 | 52.548 | 59.1773 | 64.0361 | 66.054 | 64.6759 | 57.2287 | 55.6301 | 48.1018 | 37.6843 | 30.4092 | 606.5598 | GWh

## Annual Performance Details
Annual Performance Runs from Soltrace for Mid Concentration System (~4000x)
| Tower Height, m | 200 | [19 empty] | Tower Height, m | 200 | [19 empty] | Tower Height, m | 200
[6 empty] | Reactor Temperature, C | 1350
| Heliostat Dimension | 10 | [19 empty] | Heliostat Dimension | 10 | [19 empty] | Heliostat Dimension | 10
| T/s | 20 |  |  |  | s | 5.6705e-08 | [14 empty] | T/s | 20 | [19 empty] | T/s | 20
| r | 0.92 | [19 empty] | r | 0.92 | [19 empty] | r | 0.92
| # Heliostats | 934 | [19 empty] | # Heliostats | 934 | [19 empty] | # Heliostats | 934
| Area, m2 | 93400 | [6 empty] | Loss Factors At Site (3 Field Averages at Design Point) | [12 empty] | Area, m2 | 93400 | [19 empty] | Area, m2 | 93400
| Ellipse Area, m2 | 205388 | [5 empty] | Loss Factors | [13 empty] | Ellipse Area, m2 | 205388 | [19 empty] | Ellipse Area, m2 | 205388
| Heliostat Area Fraction | 0.45475 | [5 empty] | Cosine Loss | 0.84154 | Not a function of temperature | [11 empty] | Heliostat Area Fraction | 0.45475 | [19 empty] | Heliostat Area Fraction | 0.45475
| Enclosing Rectangle Area, acres | 52.2 | [5 empty] | Shading/Blocking | 0.91423 |  |  | hs | hr | hr*hs | [7 empty] | Enclosing Rectangle Area, acres | 52.2 | [19 empty] | Enclosing Rectangle Area, acres | 52.2
| Focal Lengths/Field | 3 | [5 empty] | Reflectance | 0.92 |  | Design | 0.59978 | 0.89741 | 0.53825 | [7 empty] | Focal Lengths/Field | 3 | [19 empty] | Focal Lengths/Field | 3
[8 empty] | Intercept | 0.93018
| qc | 35 | [5 empty] | CPC Throughput | 0.91526 |  | Annual | 0.51267 | 0.86975 | 0.4459 | [7 empty] | qc | 35 | [19 empty] | qc | 35
| g | 35 | [5 empty] | Field Efficiency to Receiver | 0.6026 | [12 empty] | g | 35 | [19 empty] | g | 35
| Entrance Radius, m | 3.7 | [5 empty] | Receiver Heat Loss | 0.8608 | @1350C | [11 empty] | Entrance Radius, m | 3.7 | [19 empty] | Entrance Radius, m | 3.7
| Exit Radius, m | 2.147 | [5 empty] | Net Eff to Process | 0.51872 | [12 empty] | Exit Radius, m | 2.147 | [19 empty] | Exit Radius, m | 2.147
| Height, m | 6.728 | [19 empty] | Height, m | 6.728 | [19 empty] | Height, m | 6.728
| C | 2.9699 | [19 empty] | C | 2.9699 | [19 empty] | C | 2.9699
| ~CPC Surface Area, m2 | 120.2485 | [19 empty] | ~CPC Surface Area, m2 | 120.2485 | [19 empty] | ~CPC Surface Area, m2 | 120.2485
| Latitude | 30 | [19 empty] | Latitude | 30 | [19 empty] | Latitude | 30
| North Field | [20 empty] | East Field | [20 empty] | West Field
|  |  |  | Performance @ 1000 W/m2 | [11 empty] | @Daggett |  |  | @1000W/m2 |  |  |  |  | Performance @ 1000 W/m2 | [11 empty] | @Daggett |  |  | @1000W/m2 |  |  |  |  | Performance @ 1000 W/m2 | [11 empty] | @Daggett |  |  | @1000W/m2
|  | Day | Hour | Proj Area, m2 | Cosine Loss | Total Power, kW | htp | s/b | 95% Power, kW | % Power | CPC Entrance Flux, kW/m2 | CPC Exit Power, kW | CPC Throughput | CPC Exit Flux, kW/m2 | hs | Ave IDN | hr | hr*hs | hr | hr*hs |  | Day | Hour | Proj Area, m2 | Cosine Loss | Total Power, kW | htp | s/b | 95% Power, kW | % Power | CPC Entrance Flux, kW/m2 | CPC Exit Power, kW | CPC Throughput | CPC Exit Flux, kW/m2 | hs | Ave IDN | hr | hr*hs | hr | hr*hs |  | Day | Hour | Proj Area, m2 | Cosine Loss | Total Power, kW | htp | s/b | 95% Power, kW | % Power | CPC Entrance Flux, kW/m2 | CPC Exit Power, kW | CPC Throughput | CPC Exit Flux, kW/m2 | hs | Ave IDN | hr | hr*hs | hr | hr*hs
| Month | 22 | 8 | 80932.6126 | 0.86652 | 38302.42 | 0.41009 | 0.48558 | 35804.18 | 0.93478 | 832.4927 | 32186.79 | 0.89897 | 2222.6123 | 0.34461 | 264 | 0.33022 | 0.1138 | 0.82318 | 0.28368 | Month | 22 | 8 | 43402.1112 | 0.46469 | 31349.228 | 0.33564 | 0.21489 | 24839.2618 | 0.79234 | 577.5444 | 22778.7492 | 0.91705 | 1572.9536 | 0.24388 | 264 | 0.053585 | 0.013068 | 0.75015 | 0.18295 | Month | 22 | 8 | 79186.4225 | 0.84782 | 38510.342 | 0.41232 | 0.47139 | 36053.648 | 0.93621 | 838.2931 | 32452.88 | 0.90013 | 2240.9867 | 0.34746 | 264 | 0.33571 | 0.11665 | 0.82463 | 0.28653 | 169.543
| 1 |  | 9 | 85451.9274 | 0.9149 | 55161.35 | 0.59059 | 0.29834 | 52235.595 | 0.94696 | 1214.5439 | 47072.18 | 0.90115 | 3250.5013 | 0.50398 | 518.4194 | 0.76678 | 0.38644 | 0.87909 | 0.44305 | 1 |  | 9 | 50831.091 | 0.54423 | 41301.032 | 0.4422 | 0.11683 | 34425.1388 | 0.83352 | 800.4282 | 32088.723 | 0.93213 | 2215.8404 | 0.34356 | 518.4194 | 0.65788 | 0.22602 | 0.82264 | 0.28263 | 1 |  | 9 | 78514.2532 | 0.84062 | 54788.146 | 0.5866 | 0.24151 | 51168.2246 | 0.93393 | 1189.7262 | 46469.7554 | 0.90818 | 3208.9018 | 0.49753 | 518.4194 | 0.76375 | 0.37999 | 0.87753 | 0.4366
|  |  | 10 | 88764.4679 | 0.95037 | 61459.4 | 0.65802 | 0.2474 | 58430.77 | 0.95072 | 1358.5896 | 52978.07 | 0.90668 | 3658.324 | 0.56722 | 655.2258 | 0.83604 | 0.47422 | 0.89257 | 0.50628 |  |  | 10 | 57761.2277 | 0.61843 | 49601.909 | 0.53107 | 0.066586 | 43066.3496 | 0.86824 | 1001.3473 | 39970.5578 | 0.92812 | 2760.1091 | 0.42795 | 655.2258 | 0.78269 | 0.33495 | 0.85761 | 0.36702 |  |  | 10 | 76601.4223 | 0.82014 | 57441.5393 | 0.61501 | 0.18492 | 53569.105 | 0.93258 | 1245.5497 | 48868.1753 | 0.91225 | 3374.5212 | 0.52321 | 655.2258 | 0.82225 | 0.43022 | 0.88354 | 0.46228
|  |  | 11 | 90785.1812 | 0.972 | 67092.62 | 0.71834 | 0.19671 | 63976.33 | 0.95355 | 1487.5309 | 58235.62 | 0.91027 | 4021.3766 | 0.62351 | 692.2903 | 0.85883 | 0.53549 | 0.90227 | 0.56257 |  |  | 11 | 63954.9717 | 0.68474 | 55319.957 | 0.59229 | 0.059801 | 49421.36 | 0.89337 | 1149.1094 | 45331.6666 | 0.91725 | 3130.3127 | 0.48535 | 692.2903 | 0.81865 | 0.39733 | 0.87445 | 0.42441 |  |  | 11 | 73487.7353 | 0.78681 | 60364.639 | 0.6463 | 0.10715 | 55935.6223 | 0.92663 | 1300.5743 | 50969.504 | 0.91122 | 3519.6254 | 0.54571 | 692.2903 | 0.83871 | 0.45769 | 0.88834 | 0.48478
|  |  | 12 | 91464.2315 | 0.97927 | 69256.181 | 0.7415 | 0.17696 | 66047.15 | 0.95366 | 1535.6801 | 60105.884 | 0.91005 | 4150.5249 | 0.64353 | 722.5484 | 0.86895 | 0.5592 | 0.90531 | 0.5826 |  |  | 12 | 69240.4412 | 0.74133 | 59708.589 | 0.63928 | 0.062677 | 54602.9916 | 0.91449 | 1269.5889 | 50013.2231 | 0.91594 | 3453.5908 | 0.53547 | 722.5484 | 0.84251 | 0.45114 | 0.8862 | 0.47454 |  |  | 12 | 69240.4412 | 0.74133 | 59708.589 | 0.63928 | 0.062677 | 54602.9916 | 0.91449 | 1269.5889 | 50013.2231 | 0.91594 | 3453.5908 | 0.53547 | 722.5484 | 0.84251 | 0.45114 | 0.8862 | 0.47454
|  |  | 13 | 90785.1812 | 0.972 | 67092.62 | 0.71834 | 0.19671 | 63976.33 | 0.95355 | 1487.5309 | 58235.62 | 0.91027 | 4021.3766 | 0.62351 | 724.0968 | 0.86503 | 0.53935 | 0.90227 | 0.56257 |  |  | 13 | 73487.7353 | 0.78681 | 60364.639 | 0.6463 | 0.10715 | 55935.6223 | 0.92663 | 1300.5743 | 50969.504 | 0.91122 | 3519.6254 | 0.54571 | 724.0968 | 0.84579 | 0.46156 | 0.88834 | 0.48478 |  |  | 13 | 63954.9717 | 0.68474 | 55319.957 | 0.59229 | 0.059801 | 49421.36 | 0.89337 | 1149.1094 | 45331.6666 | 0.91725 | 3130.3127 | 0.48535 | 724.0968 | 0.82661 | 0.4012 | 0.87445 | 0.42441
|  |  | 14 | 88764.4679 | 0.95037 | 61459.4 | 0.65802 | 0.2474 | 58430.77 | 0.95072 | 1358.5896 | 52978.07 | 0.90668 | 3658.324 | 0.56722 | 716.5806 | 0.85008 | 0.48218 | 0.89257 | 0.50628 |  |  | 14 | 76601.4223 | 0.82014 | 57441.5393 | 0.61501 | 0.18492 | 53569.105 | 0.93258 | 1245.5497 | 48868.1753 | 0.91225 | 3374.5212 | 0.52321 | 716.5806 | 0.83747 | 0.43818 | 0.88354 | 0.46228 |  |  | 14 | 57761.2277 | 0.61843 | 49601.909 | 0.53107 | 0.066586 | 43066.3496 | 0.86824 | 1001.3473 | 39970.5578 | 0.92812 | 2760.1091 | 0.42795 | 716.5806 | 0.80129 | 0.34291 | 0.85761 | 0.36702
|  | # Hours | 15 | 85451.9274 | 0.9149 | 55161.35 | 0.59059 | 0.29834 | 52235.595 | 0.94696 | 1214.5439 | 47072.18 | 0.90115 | 3250.5013 | 0.50398 | 652.6452 | 0.81474 | 0.41062 | 0.87909 | 0.44305 |  | # Hours | 15 | 78514.2532 | 0.84062 | 54788.146 | 0.5866 | 0.24151 | 51168.2246 | 0.93393 | 1189.7262 | 46469.7554 | 0.90818 | 3208.9018 | 0.49753 | 652.6452 | 0.81234 | 0.40417 | 0.87753 | 0.4366 |  | # Hours | 15 | 50831.091 | 0.54423 | 41301.032 | 0.4422 | 0.11683 | 34425.1388 | 0.83352 | 800.4282 | 32088.723 | 0.93213 | 2215.8404 | 0.34356 | 652.6452 | 0.72824 | 0.2502 | 0.82264 | 0.28263
|  | 9 | 16 | 80932.6126 | 0.86652 | 38302.42 | 0.41009 | 0.48558 | 35804.18 | 0.93478 | 832.4927 | 32186.79 | 0.89897 | 2222.6123 | 0.34461 | 523.3226 | 0.66212 | 0.22817 | 0.82318 | 0.28368 |  | 9 | 16 | 79186.4225 | 0.84782 | 38510.342 | 0.41232 | 0.47139 | 36053.648 | 0.93621 | 838.2931 | 32452.88 | 0.90013 | 2240.9867 | 0.34746 | 523.3226 | 0.66489 | 0.23102 | 0.82463 | 0.28653 |  | 9 | 16 | 43402.1112 | 0.46469 | 31349.228 | 0.33564 | 0.21489 | 24839.2618 | 0.79234 | 577.5444 | 22778.7492 | 0.91705 | 1572.9536 | 0.24388 | 523.3226 | 0.52256 | 0.12744 | 0.75015 | 0.18295
|  | Day | Hour | Proj Area, m2 | Cosine Loss | Total Power, kW | htp | s/b | 95% Power, kW | % Power | CPC Entrance Flux, kW/m2 | CPC Exit Power, kW | CPC Throughput | CPC Exit Flux, kW/m2 | hs | Ave IDN | hr | hr*hs | hr | hr*hs |  | Day | Hour | Proj Area, m2 | Cosine Loss | Total Power, kW | htp | s/b | 95% Power, kW | % Power | CPC Entrance Flux, kW/m2 | CPC Exit Power, kW | CPC Throughput | CPC Exit Flux, kW/m2 | hs | Ave IDN | hr | hr*hs | hr | hr*hs |  | Day | Hour | Proj Area, m2 | Cosine Loss | Total Power, kW | htp | s/b | 95% Power, kW | % Power | CPC Entrance Flux, kW/m2 | CPC Exit Power, kW | CPC Throughput | CPC Exit Flux, kW/m2 | hs | Ave IDN | hr | hr*hs | hr | hr*hs
| Month | 53 | 8 | 80142.9126 | 0.85806 | 50168.039 | 0.53713 | 0.31958 | 47088.96 | 0.93862 | 1094.8781 | 42702.3804 | 0.90684 | 2948.7512 | 0.4572 | 387.3571 | 0.65593 | 0.29989 | 0.86672 | 0.39626 | Month | 53 | 8 | 47172.8124 | 0.50506 | 38232.2475 | 0.40934 | 0.11905 | 31256.737 | 0.81755 | 726.7588 | 28707.034 | 0.91843 | 1982.3227 | 0.30736 | 387.3571 | 0.48818 | 0.15005 | 0.80174 | 0.24642 | Month | 53 | 8 | 82506.365 | 0.88337 | 50328.263 | 0.53885 | 0.33696 | 47337.9018 | 0.94058 | 1100.6663 | 42919.5458 | 0.90666 | 2963.7472 | 0.45952 | 387.3571 | 0.65767 | 0.30221 | 0.86739 | 0.39859
| 2 |  | 9 | 84902.6887 | 0.90902 | 62459.33 | 0.66873 | 0.20037 | 59072.77 | 0.94578 | 1373.5169 | 54043.95 | 0.91487 | 3731.9268 | 0.57863 | 545.3571 | 0.8069 | 0.46689 | 0.89469 | 0.51769 | 2 |  | 9 | 54375.3934 | 0.58218 | 48683.3689 | 0.52124 | 0.026826 | 41645.477 | 0.85544 | 968.3102 | 38390.8253 | 0.92185 | 2651.0229 | 0.41104 | 545.3571 | 0.72816 | 0.2993 | 0.85175 | 0.3501 | 2 |  | 9 | 81833.4269 | 0.87616 | 61187.1252 | 0.65511 | 0.18728 | 57643.1213 | 0.94208 | 1340.2758 | 52587.3193 | 0.91229 | 3631.3413 | 0.56303 | 545.3571 | 0.80155 | 0.4513 | 0.89177 | 0.5021
|  |  | 10 | 88381.8903 | 0.94627 | 68849.903 | 0.73715 | 0.15326 | 65603.5 | 0.95285 | 1525.3647 | 59921.47 | 0.91339 | 4137.7905 | 0.64156 | 628.7857 | 0.84895 | 0.54465 | 0.90502 | 0.58062 |  |  | 10 | 61178.7579 | 0.65502 | 54289.08 | 0.58125 | 0.035452 | 47926.7834 | 0.88281 | 1114.3586 | 44032.384 | 0.91874 | 3040.5926 | 0.47144 | 628.7857 | 0.79444 | 0.37453 | 0.87075 | 0.4105 |  |  | 10 | 79917.9966 | 0.85565 | 64589.16 | 0.69153 | 0.12153 | 60605.72 | 0.93833 | 1409.16 | 55508.72 | 0.9159 | 3833.0744 | 0.59431 | 628.7857 | 0.83694 | 0.4974 | 0.89747 | 0.53338
|  |  | 11 | 90500.7455 | 0.96896 | 70834.2 | 0.7584 | 0.14925 | 67641 | 0.95492 | 1572.7392 | 61764.98 | 0.91313 | 4265.0914 | 0.6613 | 664.6071 | 0.86135 | 0.56961 | 0.90785 | 0.60036 |  |  | 11 | 67307.6421 | 0.72064 | 58161.009 | 0.62271 | 0.060753 | 52686.657 | 0.90588 | 1225.0317 | 48498.511 | 0.92051 | 3348.9946 | 0.51926 | 664.6071 | 0.82343 | 0.42757 | 0.88265 | 0.45832 |  |  | 11 | 76803.7526 | 0.82231 | 64192.63 | 0.68729 | 0.091521 | 59994.72 | 0.9346 | 1394.9534 | 55252.518 | 0.92096 | 3815.3828 | 0.59157 | 664.6071 | 0.84501 | 0.49988 | 0.89699 | 0.53063
|  |  | 12 | 91212.2182 | 0.97658 | 71371.41 | 0.76415 | 0.14948 | 68055.98 | 0.95355 | 1582.388 | 62153.52 | 0.91327 | 4291.9215 | 0.66546 | 683.75 | 0.86608 | 0.57634 | 0.90843 | 0.60452 |  |  | 12 | 72564.8067 | 0.77693 | 62795.27 | 0.67233 | 0.059382 | 57937.282 | 0.92264 | 1347.1154 | 53152.185 | 0.91741 | 3670.3473 | 0.56908 | 683.75 | 0.8434 | 0.47996 | 0.89292 | 0.50815 |  |  | 12 | 72564.8067 | 0.77693 | 62795.27 | 0.67233 | 0.059382 | 57937.282 | 0.92264 | 1347.1154 | 53152.185 | 0.91741 | 3670.3473 | 0.56908 | 683.75 | 0.8434 | 0.47996 | 0.89292 | 0.50815
|  |  | 13 | 90500.7455 | 0.96896 | 70834.2 | 0.7584 | 0.14925 | 67641 | 0.95492 | 1572.7392 | 61764.98 | 0.91313 | 4265.0914 | 0.6613 | 667.8571 | 0.86203 | 0.57006 | 0.90785 | 0.60036 |  |  | 13 | 76803.7526 | 0.82231 | 64192.63 | 0.68729 | 0.091521 | 59994.72 | 0.9346 | 1394.9534 | 55252.518 | 0.92096 | 3815.3828 | 0.59157 | 667.8571 | 0.84577 | 0.50033 | 0.89699 | 0.53063 |  |  | 13 | 67307.6421 | 0.72064 | 58161.009 | 0.62271 | 0.060753 | 52686.657 | 0.90588 | 1225.0317 | 48498.511 | 0.92051 | 3348.9946 | 0.51926 | 667.8571 | 0.82429 | 0.42802 | 0.88265 | 0.45832
|  |  | 14 | 88381.8903 | 0.94627 | 68849.903 | 0.73715 | 0.15326 | 65603.5 | 0.95285 | 1525.3647 | 59921.47 | 0.91339 | 4137.7905 | 0.64156 | 677.1071 | 0.85973 | 0.55156 | 0.90502 | 0.58062 |  |  | 14 | 79917.9966 | 0.85565 | 64589.16 | 0.69153 | 0.12153 | 60605.72 | 0.93833 | 1409.16 | 55508.72 | 0.9159 | 3833.0744 | 0.59431 | 677.1071 | 0.84858 | 0.50432 | 0.89747 | 0.53338 |  |  | 14 | 61178.7579 | 0.65502 | 54289.08 | 0.58125 | 0.035452 | 47926.7834 | 0.88281 | 1114.3586 | 44032.384 | 0.91874 | 3040.5926 | 0.47144 | 677.1071 | 0.80911 | 0.38145 | 0.87075 | 0.4105
|  | # Hours | 15 | 84902.6887 | 0.90902 | 62459.33 | 0.66873 | 0.20037 | 59072.77 | 0.94578 | 1373.5169 | 54043.95 | 0.91487 | 3731.9268 | 0.57863 | 645.6429 | 0.83689 | 0.48425 | 0.89469 | 0.51769 |  | # Hours | 15 | 81833.4269 | 0.87616 | 61187.1252 | 0.65511 | 0.18728 | 57643.1213 | 0.94208 | 1340.2758 | 52587.3193 | 0.91229 | 3631.3413 | 0.56303 | 645.6429 | 0.83237 | 0.46865 | 0.89177 | 0.5021 |  | # Hours | 15 | 54375.3934 | 0.58218 | 48683.3689 | 0.52124 | 0.026826 | 41645.477 | 0.85544 | 968.3102 | 38390.8253 | 0.92185 | 2651.0229 | 0.41104 | 645.6429 | 0.77039 | 0.31666 | 0.85175 | 0.3501
|  | 9 | 16 | 80142.9126 | 0.85806 | 50168.039 | 0.53713 | 0.31958 | 47088.96 | 0.93862 | 1094.8781 | 42702.3804 | 0.90684 | 2948.7512 | 0.4572 | 581.0714 | 0.77063 | 0.35233 | 0.86672 | 0.39626 |  | 9 | 16 | 82506.365 | 0.88337 | 50328.263 | 0.53885 | 0.33696 | 47337.9018 | 0.94058 | 1100.6663 | 42919.5458 | 0.90666 | 2963.7472 | 0.45952 | 581.0714 | 0.77179 | 0.35466 | 0.86739 | 0.39859 |  | 9 | 16 | 47172.8124 | 0.50506 | 38232.2475 | 0.40934 | 0.11905 | 31256.737 | 0.81755 | 726.7588 | 28707.034 | 0.91843 | 1982.3227 | 0.30736 | 581.0714 | 0.65881 | 0.20249 | 0.80174 | 0.24642
[62 empty] | T, C | Sum | Eff
[62 empty] | 1300 | 1413.0357 | 0.50698
[62 empty] | 1400 | 1390.6557 | 0.49895
[17 empty] | 0.27339 | [44 empty] | 1500 | 1363.8815 | 0.48935 |  | Average Efficiencies
|  | Day | Hour | Proj Area, m2 | Cosine Loss | Total Power, kW | htp | s/b | 95% Power, kW | % Power | CPC Entrance Flux, kW/m2 | CPC Exit Power, kW | CPC Throughput | CPC Exit Flux, kW/m2 | hs | Ave IDN | hr | hr*hs | hr | hr*hs |  | Day | Hour | Proj Area, m2 | Cosine Loss | Total Power, kW | htp | s/b | 95% Power, kW | % Power | CPC Entrance Flux, kW/m2 | CPC Exit Power, kW | CPC Throughput | CPC Exit Flux, kW/m2 | hs | Ave IDN | hr | hr*hs | hr | hr*hs |  | Day | Hour | Proj Area, m2 | Cosine Loss | Total Power, kW | htp | s/b | 95% Power, kW | % Power | CPC Entrance Flux, kW/m2 | CPC Exit Power, kW | CPC Throughput | CPC Exit Flux, kW/m2 | hs | Ave IDN | hr | hr*hs | hr | hr*hs |  | 1600 | 1332.1726 | 0.47797
| Month | 82 | 7 | 72563.3256 | 0.77691 | 34367.46 | 0.36796 | 0.4852 | 31399.86 | 0.91365 | 730.0866 | 28742.4116 | 0.91537 | 1984.7657 | 0.30773 | 272.5161 | 0.27339 | 0.084132 | 0.80199 | 0.2468 | Month | 82 | 7 | 45487.1147 | 0.48701 | 25025.0502 | 0.26793 | 0.402 | 19879.0286 | 0.79437 | 462.2127 | 18446.387 | 0.92793 | 1273.7886 | 0.1975 | 272.5161 | #N/A | #N/A | 0.69147 | 0.13656 | Month | 82 | 7 | 85297.6468 | 0.91325 | 34360.947 | 0.36789 | 0.56213 | 32402.848 | 0.94301 | 753.4074 | 29173.83 | 0.90035 | 2014.5567 | 0.31235 | 272.5161 | 0.28414 | 0.088751 | 0.80492 | 0.25142 |  | 1700 | 1294.957 | 0.46462 |  | T,C | Solar Efficiency | hr | hr*hs
| 3 |  | 8 | 78720.8827 | 0.84284 | 55403.5 | 0.59319 | 0.235 | 51748.79 | 0.93403 | 1203.2251 | 47665.146 | 0.92109 | 3291.4478 | 0.51033 | 557.1613 | 0.78569 | 0.40097 | 0.8806 | 0.4494 | 3 |  | 8 | 52034.7658 | 0.55712 | 43321.8 | 0.46383 | 0.095049 | 36332.62 | 0.83867 | 844.7796 | 33372.247 | 0.91852 | 2304.4723 | 0.3573 | 557.1613 | 0.69391 | 0.24794 | 0.82946 | 0.29637 | 3 |  | 8 | 85870.1475 | 0.91938 | 56572.1247 | 0.6057 | 0.2839 | 53581.3994 | 0.94713 | 1245.8356 | 48558.888 | 0.90626 | 3353.1638 | 0.5199 | 557.1613 | 0.78964 | 0.41054 | 0.88279 | 0.45897 |  | 1800 | 1251.6311 | 0.44907 |  | 1800 | #REF! | #REF! | #REF!
|  |  | 9 | 83648.5619 | 0.89559 | 65672.4 | 0.70313 | 0.14663 | 62170.388 | 0.94667 | 1445.5405 | 57505.29 | 0.92496 | 3970.9447 | 0.61569 | 691.7097 | 0.85692 | 0.52759 | 0.90103 | 0.55475 |  |  | 9 | 58758.7872 | 0.62911 | 53492.761 | 0.57273 | 0.010458 | 46637.2457 | 0.87184 | 1084.3752 | 42757.07 | 0.9168 | 2952.5277 | 0.45778 | 691.7097 | 0.80757 | 0.36969 | 0.86689 | 0.39685 |  |  | 9 | 85212.6291 | 0.91234 | 67220.964 | 0.71971 | 0.14254 | 63692.948 | 0.94752 | 1480.9419 | 58410.851 | 0.91707 | 4033.4769 | 0.62538 | 691.7097 | 0.85914 | 0.53729 | 0.90256 | 0.56445 |  | 1900 | 1201.5603 | 0.43111 |  |  |  |  | #REF!
|  | DESIGN POINT | 10 | 87241.5989 | 0.93406 | 70144.77 | 0.75101 | 0.12606 | 66439.1 | 0.94717 | 1544.7935 | 60598.6 | 0.91209 | 4184.5487 | 0.64881 | 737 | 0.87257 | 0.56613 | 0.90608 | 0.58787 |  |  | 10 | 65217.0921 | 0.69826 | 58746.75 | 0.62898 | 0.020883 | 52878.3433 | 0.90011 | 1229.4886 | 48540.3708 | 0.91796 | 3351.8851 | 0.5197 | 737 | 0.84091 | 0.43702 | 0.88275 | 0.45877 |  |  | 10 | 83341.3365 | 0.89231 | 68212.5151 | 0.73033 | 0.11036 | 64341.974 | 0.94326 | 1496.0326 | 58918.6012 | 0.91571 | 4068.5388 | 0.63082 | 737 | 0.86893 | 0.54814 | 0.9034 | 0.56988 |  | 2000 | 1144.0782 | 0.41048
|  |  | 11 | 89426.5458 | 0.95746 | 72321.87 | 0.77432 | 0.12095 | 68922.68 | 0.953 | 1602.5398 | 62948.01 | 0.91331 | 4346.7838 | 0.67396 | 780.3548 | 0.88414 | 0.59587 | 0.90959 | 0.61303 |  |  | 11 | 71100.2124 | 0.76124 | 62554.131 | 0.66974 | 0.043693 | 57601.382 | 0.92082 | 1339.3053 | 52825.5176 | 0.91709 | 3647.7898 | 0.56558 | 780.3548 | 0.86194 | 0.4875 | 0.89226 | 0.50465 |  |  | 11 | 80304.528 | 0.85979 | 67582.0538 | 0.72358 | 0.085248 | 63405.7973 | 0.9382 | 1474.2653 | 58023.9241 | 0.91512 | 4006.7582 | 0.62124 | 780.3548 | 0.87431 | 0.54315 | 0.90191 | 0.56031 |  | 2100 | 1078.4874 | 0.38695
|  |  | 12 | 90159.7018 | 0.96531 | 72071.9 | 0.77165 | 0.13111 | 68460.56 | 0.94989 | 1591.795 | 62642.1 | 0.91501 | 4325.6597 | 0.67069 | 768.1935 | 0.88173 | 0.59136 | 0.90914 | 0.60975 |  |  | 12 | 76184.3871 | 0.81568 | 65041.554 | 0.69638 | 0.072023 | 60578.12 | 0.93138 | 1408.5182 | 55389.012 | 0.91434 | 3824.8082 | 0.59303 | 768.1935 | 0.86624 | 0.51371 | 0.89725 | 0.53209 |  |  | 12 | 76184.3871 | 0.81568 | 65041.554 | 0.69638 | 0.072023 | 60578.12 | 0.93138 | 1408.5182 | 55389.012 | 0.91434 | 3824.8082 | 0.59303 | 768.1935 | 0.86624 | 0.51371 | 0.89725 | 0.53209 |  | 2200 | 1004.0589 | 0.36025
|  |  | 13 | 89426.5458 | 0.95746 | 72321.87 | 0.77432 | 0.12095 | 68922.68 | 0.953 | 1602.5398 | 62948.01 | 0.91331 | 4346.7838 | 0.67396 | 769.1613 | 0.88245 | 0.59474 | 0.90959 | 0.61303 |  |  | 13 | 80304.528 | 0.85979 | 67582.0538 | 0.72358 | 0.085248 | 63405.7973 | 0.9382 | 1474.2653 | 58023.9241 | 0.91512 | 4006.7582 | 0.62124 | 769.1613 | 0.87248 | 0.54202 | 0.90191 | 0.56031 |  |  | 13 | 71100.2124 | 0.76124 | 62554.131 | 0.66974 | 0.043693 | 57601.382 | 0.92082 | 1339.3053 | 52825.5176 | 0.91709 | 3647.7898 | 0.56558 | 769.1613 | 0.85993 | 0.48636 | 0.89226 | 0.50465 |  | 2300 | 920.0323 | 0.3301
|  |  | 14 | 87241.5989 | 0.93406 | 70144.77 | 0.75101 | 0.12606 | 66439.1 | 0.94717 | 1544.7935 | 60598.6 | 0.91209 | 4184.5487 | 0.64881 | 744.129 | 0.87379 | 0.56692 | 0.90608 | 0.58787 |  |  | 14 | 83341.3365 | 0.89231 | 68212.5151 | 0.73033 | 0.11036 | 64341.974 | 0.94326 | 1496.0326 | 58918.6012 | 0.91571 | 4068.5388 | 0.63082 | 744.129 | 0.87019 | 0.54893 | 0.9034 | 0.56988 |  |  | 14 | 65217.0921 | 0.69826 | 58746.75 | 0.62898 | 0.020883 | 52878.3433 | 0.90011 | 1229.4886 | 48540.3708 | 0.91796 | 3351.8851 | 0.5197 | 744.129 | 0.84243 | 0.43782 | 0.88275 | 0.45877
|  |  | 15 | 83648.5619 | 0.89559 | 65672.4 | 0.70313 | 0.14663 | 62170.388 | 0.94667 | 1445.5405 | 57505.29 | 0.92496 | 3970.9447 | 0.61569 | 701.3226 | 0.85888 | 0.5288 | 0.90103 | 0.55475 |  |  | 15 | 85212.6291 | 0.91234 | 67220.964 | 0.71971 | 0.14254 | 63692.948 | 0.94752 | 1480.9419 | 58410.851 | 0.91707 | 4033.4769 | 0.62538 | 701.3226 | 0.86107 | 0.5385 | 0.90256 | 0.56445 |  |  | 15 | 58758.7872 | 0.62911 | 53492.761 | 0.57273 | 0.010458 | 46637.2457 | 0.87184 | 1084.3752 | 42757.07 | 0.9168 | 2952.5277 | 0.45778 | 701.3226 | 0.8102 | 0.3709 | 0.86689 | 0.39685 |  |  | qc | 35 | g | 35
|  | # Hours | 16 | 78720.8827 | 0.84284 | 55403.5 | 0.59319 | 0.235 | 51748.79 | 0.93403 | 1203.2251 | 47665.146 | 0.92109 | 3291.4478 | 0.51033 | 624.1935 | 0.80871 | 0.41271 | 0.8806 | 0.4494 |  | # Hours | 16 | 85870.1475 | 0.91938 | 56572.1247 | 0.6057 | 0.2839 | 53581.3994 | 0.94713 | 1245.8356 | 48558.888 | 0.90626 | 3353.1638 | 0.5199 | 624.1935 | 0.81223 | 0.42228 | 0.88279 | 0.45897 |  | # Hours | 16 | 52034.7658 | 0.55712 | 43321.8 | 0.46383 | 0.095049 | 36332.62 | 0.83867 | 844.7796 | 33372.247 | 0.91852 | 2304.4723 | 0.3573 | 624.1935 | 0.72678 | 0.25968 | 0.82946 | 0.29637 |  |  | Sum | Eff
|  | 11 | 17 | 72563.3256 | 0.77691 | 34367.46 | 0.36796 | 0.4852 | 31399.86 | 0.91365 | 730.0866 | 28742.4116 | 0.91537 | 1984.7657 | 0.30773 | 510.5161 | 0.61213 | 0.18837 | 0.80199 | 0.2468 |  | 11 | 17 | 85297.6468 | 0.91325 | 34360.947 | 0.36789 | 0.56213 | 32402.848 | 0.94301 | 753.4074 | 29173.83 | 0.90035 | 2014.5567 | 0.31235 | 510.5161 | 0.61787 | 0.19299 | 0.80492 | 0.25142 |  | 11 | 17 | 45487.1147 | 0.48701 | 25025.0502 | 0.26793 | 0.402 | 19879.0286 | 0.79437 | 462.2127 | 18446.387 | 0.92793 | 1273.7886 | 0.1975 | 510.5161 | 0.39564 | 0.078139 | 0.69147 | 0.13656 |  | 1000 | 1333.7561 | 0.47854
[62 empty] | 1100 | 1312.7912 | 0.47102
[62 empty] | 1200 | 1286.7091 | 0.46166
[62 empty] | 1300 | 1254.7379 | 0.45019
|  | Day | Hour | Proj Area, m2 | Cosine Loss | Total Power, kW | htp | s/b | 95% Power, kW | % Power | CPC Entrance Flux, kW/m2 | CPC Exit Power, kW | CPC Throughput | CPC Exit Flux, kW/m2 | hs | Ave IDN | hr | hr*hs | hr | hr*hs |  | Day | Hour | Proj Area, m2 | Cosine Loss | Total Power, kW | htp | s/b | 95% Power, kW | % Power | CPC Entrance Flux, kW/m2 | CPC Exit Power, kW | CPC Throughput | CPC Exit Flux, kW/m2 | hs | Ave IDN | hr | hr*hs | hr | hr*hs |  | Day | Hour | Proj Area, m2 | Cosine Loss | Total Power, kW | htp | s/b | 95% Power, kW | % Power | CPC Entrance Flux, kW/m2 | CPC Exit Power, kW | CPC Throughput | CPC Exit Flux, kW/m2 | hs | Ave IDN | hr | hr*hs | hr | hr*hs |  | 1400 | 1216.0513 | 0.43631
| Month | 112 | 7 | 70553.5081 | 0.75539 | 36975 | 0.39588 | 0.43036 | 33574.82 | 0.90804 | 780.6572 | 30551.144 | 0.90994 | 2109.6651 | 0.3271 | 510.9 | 0.63537 | 0.20783 | 0.81371 | 0.26616 | Month | 112 | 7 | 51357.3056 | 0.54986 | 36112.66 | 0.38665 | 0.23569 | 30059.07 | 0.83237 | 698.9116 | 27936.46 | 0.92939 | 1929.1119 | 0.29911 | 510.9 | 0.60124 | 0.17984 | 0.79628 | 0.23817 | Month | 112 | 7 | 87985.3467 | 0.94203 | 42101.48 | 0.45077 | 0.47989 | 39875.5805 | 0.94713 | 927.1579 | 36463.56 | 0.91443 | 2517.9384 | 0.3904 | 510.9 | 0.69449 | 0.27113 | 0.84392 | 0.32947 |  | 1500 | 1169.7692 | 0.4197
| 4 |  | 8 | 76753.2632 | 0.82177 | 57191.5 | 0.61233 | 0.19007 | 53176.472 | 0.9298 | 1236.4205 | 48674.91 | 0.91535 | 3361.1755 | 0.52114 | 681.3333 | 0.82839 | 0.43171 | 0.88307 | 0.46021 | 4 |  | 8 | 57127.7792 | 0.61165 | 48823.5662 | 0.52274 | 0.071046 | 42340.887 | 0.86722 | 984.4794 | 38764.0857 | 0.91552 | 2676.7979 | 0.41503 | 681.3333 | 0.78451 | 0.3256 | 0.85318 | 0.3541 | 4 |  | 8 | 88530.3759 | 0.94786 | 59869.545 | 0.641 | 0.26493 | 56819.755 | 0.94906 | 1321.1315 | 51776.73 | 0.91125 | 3575.3672 | 0.55435 | 681.3333 | 0.83867 | 0.46492 | 0.89008 | 0.49342 |  | 1600 | 1114.9568 | 0.40004
|  |  | 9 | 81703.2846 | 0.87477 | 66390.299 | 0.71082 | 0.11676 | 62625.15 | 0.94329 | 1456.1143 | 57461.8 | 0.91755 | 3967.9415 | 0.61522 | 797.8667 | 0.87586 | 0.53885 | 0.90095 | 0.55429 |  |  | 9 | 63197.6752 | 0.67663 | 56674.604 | 0.60679 | 0.025236 | 50520.569 | 0.89141 | 1174.6674 | 46431.324 | 0.91906 | 3206.248 | 0.49712 | 797.8667 | 0.84637 | 0.42075 | 0.87742 | 0.43619 |  |  | 9 | 87905.9588 | 0.94118 | 70350.946 | 0.75322 | 0.13011 | 66931.694 | 0.9514 | 1556.2469 | 61167.4098 | 0.91388 | 4223.8271 | 0.6549 | 797.8667 | 0.88338 | 0.57852 | 0.90695 | 0.59396 |  | 1700 | 1050.6253 | 0.37695
|  |  | 10 | 85307.3384 | 0.91335 | 69764.88 | 0.74695 | 0.11108 | 66027.17 | 0.94642 | 1535.2156 | 60347.49 | 0.91398 | 4167.2087 | 0.64612 | 846.7 | 0.88861 | 0.57415 | 0.90569 | 0.58518 |  |  | 10 | 69129.6072 | 0.74015 | 62109.236 | 0.66498 | 0.023428 | 56703.8346 | 0.91297 | 1318.4362 | 52102.8411 | 0.91886 | 3597.8864 | 0.55785 | 846.7 | 0.87099 | 0.48588 | 0.89077 | 0.49691 |  |  | 10 | 86129.7425 | 0.92216 | 70303.0339 | 0.75271 | 0.11278 | 66765.9912 | 0.94969 | 1552.3941 | 61070.8697 | 0.9147 | 4217.1606 | 0.65386 | 846.7 | 0.88993 | 0.5819 | 0.90681 | 0.59293 |  | 1800 | 975.7317 | 0.35008
|  |  | 11 | 87497.0821 | 0.9368 | 71564.547 | 0.76622 | 0.11097 | 68119.458 | 0.95186 | 1583.8639 | 62330.86 | 0.91502 | 4304.1674 | 0.66735 | 871.1667 | 0.89519 | 0.59741 | 0.90869 | 0.60642 |  |  | 11 | 74599.6495 | 0.79871 | 64433.625 | 0.68987 | 0.061168 | 59803.434 | 0.92814 | 1390.5058 | 54784.2019 | 0.91607 | 3783.0439 | 0.58655 | 871.1667 | 0.88075 | 0.51661 | 0.89611 | 0.52562 |  |  | 11 | 83253.8964 | 0.89137 | 68570.7052 | 0.73416 | 0.10475 | 64831.026 | 0.94546 | 1507.4037 | 59226.467 | 0.91355 | 4089.7981 | 0.63412 | 871.1667 | 0.88969 | 0.56417 | 0.90391 | 0.57318 |  | 1900 | 889.1785 | 0.31903
|  |  | 12 | 88231.5494 | 0.94466 | 72242.73 | 0.77348 | 0.11002 | 68799.23 | 0.95233 | 1599.6695 | 63255.69 | 0.91942 | 4368.0302 | 0.67726 | 890.3 | 0.89894 | 0.60881 | 0.91003 | 0.61632 |  |  | 12 | 79367.3367 | 0.84976 | 67779.58 | 0.72569 | 0.071741 | 63522.848 | 0.9372 | 1476.9869 | 58109.5302 | 0.91478 | 4012.6696 | 0.62216 | 890.3 | 0.88999 | 0.55371 | 0.90206 | 0.56122 |  |  | 12 | 79367.3367 | 0.84976 | 67779.58 | 0.72569 | 0.071741 | 63522.848 | 0.9372 | 1476.9869 | 58109.5302 | 0.91478 | 4012.6696 | 0.62216 | 890.3 | 0.88999 | 0.55371 | 0.90206 | 0.56122 |  | 2000 | 789.8142 | 0.28338
|  |  | 13 | 87497.0821 | 0.9368 | 71564.547 | 0.76622 | 0.11097 | 68119.458 | 0.95186 | 1583.8639 | 62330.86 | 0.91502 | 4304.1674 | 0.66735 | 846.1333 | 0.89209 | 0.59534 | 0.90869 | 0.60642 |  |  | 13 | 83253.8964 | 0.89137 | 68570.7052 | 0.73416 | 0.10475 | 64831.026 | 0.94546 | 1507.4037 | 59226.467 | 0.91355 | 4089.7981 | 0.63412 | 846.1333 | 0.88643 | 0.5621 | 0.90391 | 0.57318 |  |  | 13 | 74599.6495 | 0.79871 | 64433.625 | 0.68987 | 0.061168 | 59803.434 | 0.92814 | 1390.5058 | 54784.2019 | 0.91607 | 3783.0439 | 0.58655 | 846.1333 | 0.87722 | 0.51454 | 0.89611 | 0.52562
|  |  | 14 | 85307.3384 | 0.91335 | 69764.88 | 0.74695 | 0.11108 | 66027.17 | 0.94642 | 1535.2156 | 60347.49 | 0.91398 | 4167.2087 | 0.64612 | 833.7667 | 0.88689 | 0.57303 | 0.90569 | 0.58518 |  |  | 14 | 86129.7425 | 0.92216 | 70303.0339 | 0.75271 | 0.11278 | 66765.9912 | 0.94969 | 1552.3941 | 61070.8697 | 0.9147 | 4217.1606 | 0.65386 | 833.7667 | 0.88823 | 0.58078 | 0.90681 | 0.59293 |  |  | 14 | 69129.6072 | 0.74015 | 62109.236 | 0.66498 | 0.023428 | 56703.8346 | 0.91297 | 1318.4362 | 52102.8411 | 0.91886 | 3597.8864 | 0.55785 | 833.7667 | 0.86899 | 0.48476 | 0.89077 | 0.49691
|  |  | 15 | 81703.2846 | 0.87477 | 66390.299 | 0.71082 | 0.11676 | 62625.15 | 0.94329 | 1456.1143 | 57461.8 | 0.91755 | 3967.9415 | 0.61522 | 814.1667 | 0.87835 | 0.54038 | 0.90095 | 0.55429 |  |  | 15 | 87905.9588 | 0.94118 | 70350.946 | 0.75322 | 0.13011 | 66931.694 | 0.9514 | 1556.2469 | 61167.4098 | 0.91388 | 4223.8271 | 0.6549 | 814.1667 | 0.88572 | 0.58005 | 0.90695 | 0.59396 |  |  | 15 | 63197.6752 | 0.67663 | 56674.604 | 0.60679 | 0.025236 | 50520.569 | 0.89141 | 1174.6674 | 46431.324 | 0.91906 | 3206.248 | 0.49712 | 814.1667 | 0.84945 | 0.42228 | 0.87742 | 0.43619
|  | # Hours | 16 | 76753.2632 | 0.82177 | 57191.5 | 0.61233 | 0.19007 | 53176.472 | 0.9298 | 1236.4205 | 48674.91 | 0.91535 | 3361.1755 | 0.52114 | 721.7667 | 0.838 | 0.43672 | 0.88307 | 0.46021 |  | # Hours | 16 | 88530.3759 | 0.94786 | 59869.545 | 0.641 | 0.26493 | 56819.755 | 0.94906 | 1321.1315 | 51776.73 | 0.91125 | 3575.3672 | 0.55435 | 721.7667 | 0.84771 | 0.46993 | 0.89008 | 0.49342 |  | # Hours | 16 | 57127.7792 | 0.61165 | 48823.5662 | 0.52274 | 0.071046 | 42340.887 | 0.86722 | 984.4794 | 38764.0857 | 0.91552 | 2676.7979 | 0.41503 | 721.7667 | 0.79658 | 0.33061 | 0.85318 | 0.3541
|  | 11 | 17 | 70553.5081 | 0.75539 | 36975 | 0.39588 | 0.43036 | 33574.82 | 0.90804 | 780.6572 | 30551.144 | 0.90994 | 2109.6651 | 0.3271 | 653.4333 | 0.71491 | 0.23385 | 0.81371 | 0.26616 |  | 11 | 17 | 87985.3467 | 0.94203 | 42101.48 | 0.45077 | 0.47989 | 39875.5805 | 0.94713 | 927.1579 | 36463.56 | 0.91443 | 2517.9384 | 0.3904 | 653.4333 | 0.76113 | 0.29715 | 0.84392 | 0.32947 |  | 11 | 17 | 51357.3056 | 0.54986 | 36112.66 | 0.38665 | 0.23569 | 30059.07 | 0.83237 | 698.9116 | 27936.46 | 0.92939 | 1929.1119 | 0.29911 | 653.4333 | 0.68822 | 0.20585 | 0.79628 | 0.23817
|  | Day | Hour | Proj Area, m2 | Cosine Loss | Total Power, kW | htp | s/b | 95% Power, kW | % Power | CPC Entrance Flux, kW/m2 | CPC Exit Power, kW | CPC Throughput | CPC Exit Flux, kW/m2 | hs | Ave IDN | hr | hr*hs | hr | hr*hs |  | Day | Hour | Proj Area, m2 | Cosine Loss | Total Power, kW | htp | s/b | 95% Power, kW | % Power | CPC Entrance Flux, kW/m2 | CPC Exit Power, kW | CPC Throughput | CPC Exit Flux, kW/m2 | hs | Ave IDN | hr | hr*hs | hr | hr*hs |  | Day | Hour | Proj Area, m2 | Cosine Loss | Total Power, kW | htp | s/b | 95% Power, kW | % Power | CPC Entrance Flux, kW/m2 | CPC Exit Power, kW | CPC Throughput | CPC Exit Flux, kW/m2 | hs | Ave IDN | hr | hr*hs | hr | hr*hs
| Month | 142 | 6 | 61651.2305 | 0.66008 | 28328.52 | 0.3033 | 0.50055 | 24462.239 | 0.86352 | 568.7781 | 22107.9939 | 0.90376 | 1526.6356 | 0.2367 | 296.7419 | 0.13246 | 0.031355 | 0.74257 | 0.17577 | Month | 142 | 6 | 51528.4234 | 0.5517 | 27789.79 | 0.29754 | 0.41379 | 22892.6977 | 0.82378 | 532.2843 | 21101.137 | 0.92174 | 1457.1085 | 0.22592 | 296.7419 | 0.091069 | 0.020575 | 0.73028 | 0.16499 | Month | 142 | 6 | 87877.3029 | 0.94087 | 28976.738 | 0.31024 | 0.64159 | 27435.6245 | 0.94682 | 637.9131 | 24434.2412 | 0.8906 | 1687.2712 | 0.26161 | 296.7419 | 0.21506 | 0.056261 | 0.76707 | 0.20067
| 5 |  | 7 | 68848.4652 | 0.73714 | 42831.96 | 0.45859 | 0.32378 | 39057.32 | 0.91187 | 908.1323 | 35439.02 | 0.90736 | 2447.1903 | 0.37943 | 549.9355 | 0.70797 | 0.26863 | 0.8394 | 0.3185 | 5 |  | 7 | 55802.9414 | 0.59746 | 44423.696 | 0.47563 | 0.13469 | 38164.219 | 0.8591 | 887.3666 | 35354.684 | 0.92638 | 2441.3666 | 0.37853 | 549.9355 | 0.70728 | 0.26773 | 0.83902 | 0.31759 | 5 |  | 7 | 89477.6625 | 0.958 | 52598.3293 | 0.56315 | 0.36105 | 49938.5429 | 0.94943 | 1161.1345 | 45176.7072 | 0.90465 | 3119.6122 | 0.48369 | 549.9355 | 0.77092 | 0.37289 | 0.87402 | 0.42276
|  |  | 8 | 74936.9888 | 0.80232 | 58749.131 | 0.62901 | 0.14785 | 54650.97 | 0.93024 | 1270.7045 | 49989.01 | 0.9147 | 3451.9188 | 0.53521 | 676 | 0.83158 | 0.44507 | 0.88615 | 0.47428 |  |  | 8 | 60942.667 | 0.65249 | 52522.841 | 0.56234 | 0.063217 | 46449.7161 | 0.88437 | 1080.0149 | 43165.392 | 0.92929 | 2980.7237 | 0.46216 | 676 | 0.80496 | 0.37202 | 0.86815 | 0.40122 |  |  | 8 | 89992.0138 | 0.96351 | 64360.29 | 0.68908 | 0.22263 | 61178.391 | 0.95056 | 1422.4753 | 56371.2958 | 0.92142 | 3892.6383 | 0.60355 | 676 | 0.85065 | 0.51341 | 0.89904 | 0.54261
|  |  | 9 | 79796.0235 | 0.85435 | 66443.938 | 0.71139 | 0.094921 | 62334.39 | 0.93815 | 1449.3537 | 56892.5 | 0.9127 | 3928.6293 | 0.60913 | 735.7419 | 0.86403 | 0.52631 | 0.89996 | 0.54819 |  |  | 9 | 66438.8792 | 0.71134 | 59264.9894 | 0.63453 | 0.03041 | 53367.8693 | 0.9005 | 1240.8707 | 49567.324 | 0.92879 | 3422.7999 | 0.5307 | 735.7419 | 0.84394 | 0.44788 | 0.88518 | 0.46976 |  |  | 9 | 89403.6667 | 0.95721 | 71758.318 | 0.76829 | 0.12757 | 68164.865 | 0.94992 | 1584.9197 | 62935.428 | 0.92328 | 4345.915 | 0.67383 | 735.7419 | 0.87709 | 0.59101 | 0.90957 | 0.61289
|  |  | 10 | 83332.8409 | 0.89221 | 68831.16 | 0.73695 | 0.1022 | 65100.6 | 0.9458 | 1513.6716 | 59571.44 | 0.91507 | 4113.6197 | 0.63781 | 769.9677 | 0.87592 | 0.55867 | 0.90446 | 0.57687 |  |  | 10 | 71879.0424 | 0.76958 | 63752.53 | 0.68258 | 0.035933 | 58573.558 | 0.91876 | 1361.9096 | 54519.4448 | 0.93079 | 3764.7615 | 0.58372 | 769.9677 | 0.86442 | 0.50458 | 0.89561 | 0.52278 |  |  | 10 | 87731.0179 | 0.9393 | 71388.3396 | 0.76433 | 0.11552 | 67858.6665 | 0.95056 | 1577.8002 | 62105.4393 | 0.91522 | 4288.6013 | 0.66494 | 769.9677 | 0.88098 | 0.5858 | 0.90836 | 0.60401
|  |  | 11 | 85481.3792 | 0.91522 | 70726.37 | 0.75724 | 0.10066 | 67189.88 | 0.95 | 1562.25 | 61425.95 | 0.91421 | 4241.6802 | 0.65767 | 805.9677 | 0.88504 | 0.58206 | 0.90735 | 0.59673 |  |  | 11 | 76943.2682 | 0.8238 | 66901.4955 | 0.71629 | 0.054901 | 62507.293 | 0.93432 | 1453.3739 | 57774.365 | 0.92428 | 3989.5253 | 0.61857 | 805.9677 | 0.87777 | 0.54296 | 0.90149 | 0.55763 |  |  | 11 | 85028.2556 | 0.91037 | 70157.6951 | 0.75115 | 0.10314 | 66386.39 | 0.94625 | 1543.5679 | 61389.68 | 0.92473 | 4239.1756 | 0.65728 | 805.9677 | 0.88497 | 0.58167 | 0.90729 | 0.59634
|  |  | 12 | 86201.9706 | 0.92293 | 70899.56 | 0.7591 | 0.106 | 67331.5595 | 0.94968 | 1565.5443 | 61683.93 | 0.91612 | 4259.4946 | 0.66043 | 829.4516 | 0.88876 | 0.58696 | 0.90773 | 0.59949 |  |  | 12 | 81387.5932 | 0.87139 | 68441.6495 | 0.73278 | 0.085941 | 64525.6801 | 0.94278 | 1500.304 | 59803.0989 | 0.92681 | 4129.6165 | 0.64029 | 829.4516 | 0.88526 | 0.56683 | 0.90483 | 0.57935 |  |  | 12 | 81387.5932 | 0.87139 | 68441.6495 | 0.73278 | 0.085941 | 64525.6801 | 0.94278 | 1500.304 | 59803.0989 | 0.92681 | 4129.6165 | 0.64029 | 829.4516 | 0.88526 | 0.56683 | 0.90483 | 0.57935
|  |  | 13 | 85481.3792 | 0.91522 | 70726.37 | 0.75724 | 0.10066 | 67189.88 | 0.95 | 1562.25 | 61425.95 | 0.91421 | 4241.6802 | 0.65767 | 822.6129 | 0.88737 | 0.58359 | 0.90735 | 0.59673 |  |  | 13 | 85028.2556 | 0.91037 | 70157.6951 | 0.75115 | 0.10314 | 66386.39 | 0.94625 | 1543.5679 | 61389.68 | 0.92473 | 4239.1756 | 0.65728 | 822.6129 | 0.8873 | 0.5832 | 0.90729 | 0.59634 |  |  | 13 | 76943.2682 | 0.8238 | 66901.4955 | 0.71629 | 0.054901 | 62507.293 | 0.93432 | 1453.3739 | 57774.365 | 0.92428 | 3989.5253 | 0.61857 | 822.6129 | 0.88025 | 0.54449 | 0.90149 | 0.55763
|  |  | 14 | 83332.8409 | 0.89221 | 68831.16 | 0.73695 | 0.1022 | 65100.6 | 0.9458 | 1513.6716 | 59571.44 | 0.91507 | 4113.6197 | 0.63781 | 801.6774 | 0.88083 | 0.5618 | 0.90446 | 0.57687 |  |  | 14 | 87731.0179 | 0.9393 | 71388.3396 | 0.76433 | 0.11552 | 67858.6665 | 0.95056 | 1577.8002 | 62105.4393 | 0.91522 | 4288.6013 | 0.66494 | 801.6774 | 0.88569 | 0.58893 | 0.90836 | 0.60401 |  |  | 14 | 71879.0424 | 0.76958 | 63752.53 | 0.68258 | 0.035933 | 58573.558 | 0.91876 | 1361.9096 | 54519.4448 | 0.93079 | 3764.7615 | 0.58372 | 801.6774 | 0.86978 | 0.50771 | 0.89561 | 0.52278
|  |  | 15 | 79796.0235 | 0.85435 | 66443.938 | 0.71139 | 0.094921 | 62334.39 | 0.93815 | 1449.3537 | 56892.5 | 0.9127 | 3928.6293 | 0.60913 | 756.3226 | 0.86773 | 0.52856 | 0.89996 | 0.54819 |  |  | 15 | 89403.6667 | 0.95721 | 71758.318 | 0.76829 | 0.12757 | 68164.865 | 0.94992 | 1584.9197 | 62935.428 | 0.92328 | 4345.915 | 0.67383 | 756.3226 | 0.88043 | 0.59326 | 0.90957 | 0.61289 |  |  | 15 | 66438.8792 | 0.71134 | 59264.9894 | 0.63453 | 0.03041 | 53367.8693 | 0.9005 | 1240.8707 | 49567.324 | 0.92879 | 3422.7999 | 0.5307 | 756.3226 | 0.84819 | 0.45013 | 0.88518 | 0.46976
|  |  | 16 | 74936.9888 | 0.80232 | 58749.131 | 0.62901 | 0.14785 | 54650.97 | 0.93024 | 1270.7045 | 49989.01 | 0.9147 | 3451.9188 | 0.53521 | 716.5484 | 0.84111 | 0.45017 | 0.88615 | 0.47428 |  |  | 16 | 89992.0138 | 0.96351 | 64360.29 | 0.68908 | 0.22263 | 61178.391 | 0.95056 | 1422.4753 | 56371.2958 | 0.92142 | 3892.6383 | 0.60355 | 716.5484 | 0.8591 | 0.51851 | 0.89904 | 0.54261 |  |  | 16 | 60942.667 | 0.65249 | 52522.841 | 0.56234 | 0.063217 | 46449.7161 | 0.88437 | 1080.0149 | 43165.392 | 0.92929 | 2980.7237 | 0.46216 | 716.5484 | 0.81599 | 0.37712 | 0.86815 | 0.40122
|  | # Hours | 17 | 68848.4652 | 0.73714 | 42831.96 | 0.45859 | 0.32378 | 39057.32 | 0.91187 | 908.1323 | 35439.02 | 0.90736 | 2447.1903 | 0.37943 | 642.871 | 0.75019 | 0.28465 | 0.8394 | 0.3185 |  | # Hours | 17 | 89477.6625 | 0.958 | 52598.3293 | 0.56315 | 0.36105 | 49938.5429 | 0.94943 | 1161.1345 | 45176.7072 | 0.90465 | 3119.6122 | 0.48369 | 642.871 | 0.80404 | 0.3889 | 0.87402 | 0.42276 |  | # Hours | 17 | 55802.9414 | 0.59746 | 44423.696 | 0.47563 | 0.13469 | 38164.219 | 0.8591 | 887.3666 | 35354.684 | 0.92638 | 2441.3666 | 0.37853 | 642.871 | 0.74959 | 0.28374 | 0.83902 | 0.31759
|  | 13 | 18 | 61651.2305 | 0.66008 | 28328.52 | 0.3033 | 0.50055 | 24462.239 | 0.86352 | 568.7781 | 22107.9939 | 0.90376 | 1526.6356 | 0.2367 | 457.0645 | 0.43677 | 0.10338 | 0.74257 | 0.17577 |  | 13 | 18 | 87877.3029 | 0.94087 | 28976.738 | 0.31024 | 0.64159 | 27435.6245 | 0.94682 | 637.9131 | 24434.2412 | 0.8906 | 1687.2712 | 0.26161 | 457.0645 | 0.49039 | 0.12829 | 0.76707 | 0.20067 |  | 13 | 18 | 51528.4234 | 0.5517 | 27789.79 | 0.29754 | 0.41379 | 22892.6977 | 0.82378 | 532.2843 | 21101.137 | 0.92174 | 1457.1085 | 0.22592 | 457.0645 | 0.40989 | 0.092604 | 0.73028 | 0.16499
|  | Day | Hour | Proj Area, m2 | Cosine Loss | Total Power, kW | htp | s/b | 95% Power, kW | % Power | CPC Entrance Flux, kW/m2 | CPC Exit Power, kW | CPC Throughput | CPC Exit Flux, kW/m2 | hs | Ave IDN | hr | hr*hs | hr | hr*hs |  | Day | Hour | Proj Area, m2 | Cosine Loss | Total Power, kW | htp | s/b | 95% Power, kW | % Power | CPC Entrance Flux, kW/m2 | CPC Exit Power, kW | CPC Throughput | CPC Exit Flux, kW/m2 | hs | Ave IDN | hr | hr*hs | hr | hr*hs |  | Day | Hour | Proj Area, m2 | Cosine Loss | Total Power, kW | htp | s/b | 95% Power, kW | % Power | CPC Entrance Flux, kW/m2 | CPC Exit Power, kW | CPC Throughput | CPC Exit Flux, kW/m2 | hs | Ave IDN | hr | hr*hs | hr | hr*hs
| Month | 173 | 6 | 61037.2428 | 0.6535 | 31872.43 | 0.34125 | 0.43241 | 27596.605 | 0.86585 | 641.6561 | 24978.867 | 0.90514 | 1724.8796 | 0.26744 | 408.7 | 0.44251 | 0.11834 | 0.77215 | 0.2065 | Month | 173 | 6 | 53502.062 | 0.57283 | 30933.7 | 0.3312 | 0.37155 | 25853.13 | 0.83576 | 601.1181 | 23869.3234 | 0.92327 | 1648.2616 | 0.25556 | 408.7 | 0.41659 | 0.10646 | 0.76156 | 0.19462 | Month | 173 | 6 | 88379.3459 | 0.94625 | 33068.0885 | 0.35405 | 0.5933 | 31300.915 | 0.94656 | 727.786 | 27994.683 | 0.89437 | 1933.1324 | 0.29973 | 408.7 | 0.50257 | 0.15063 | 0.7967 | 0.23879
| 6 |  | 7 | 68138.0664 | 0.72953 | 45397.432 | 0.48605 | 0.27581 | 41246.615 | 0.90857 | 959.0362 | 37541.029 | 0.91016 | 2592.3415 | 0.40194 | 642.3 | 0.76397 | 0.30707 | 0.8484 | 0.341 | 6 |  | 7 | 57536.7632 | 0.61603 | 46448.5 | 0.49731 | 0.12252 | 39944.9259 | 0.85998 | 928.7703 | 36703.879 | 0.91886 | 2534.5333 | 0.39298 | 642.3 | 0.75858 | 0.2981 | 0.84494 | 0.33204 | 6 |  | 7 | 89934.0969 | 0.96289 | 56178.926 | 0.60149 | 0.32101 | 53190.0276 | 0.9468 | 1236.7357 | 48193.299 | 0.90606 | 3327.9186 | 0.51599 | 642.3 | 0.81614 | 0.42112 | 0.88191 | 0.45505
|  |  | 8 | 74146.6633 | 0.79386 | 59351.13 | 0.63545 | 0.12994 | 55004.55 | 0.92677 | 1278.9256 | 50417.69 | 0.91661 | 3481.5207 | 0.5398 | 749.8667 | 0.84946 | 0.45854 | 0.88712 | 0.47887 |  |  | 8 | 62421.4685 | 0.66832 | 53832.226 | 0.57636 | 0.06261 | 47800.004 | 0.88794 | 1111.4108 | 43788.367 | 0.91607 | 3023.7424 | 0.46883 | 749.8667 | 0.82667 | 0.38756 | 0.87003 | 0.40789 |  |  | 8 | 90434.0772 | 0.96824 | 66318.3948 | 0.71005 | 0.2029 | 63180.055 | 0.95268 | 1469.0165 | 57665.3618 | 0.91271 | 3981.9982 | 0.6174 | 749.8667 | 0.86838 | 0.53614 | 0.9013 | 0.55647
|  |  | 9 | 78942.7601 | 0.84521 | 65998.06 | 0.70662 | 0.091278 | 61865.953 | 0.93739 | 1438.462 | 56660.93 | 0.91587 | 3912.6386 | 0.60665 | 812.1667 | 0.87632 | 0.53162 | 0.89955 | 0.54571 |  |  | 9 | 67676.8457 | 0.72459 | 59896.4925 | 0.64129 | 0.038004 | 54282.465 | 0.90627 | 1262.1362 | 49800.4522 | 0.91743 | 3438.8982 | 0.5332 | 812.1667 | 0.85929 | 0.45817 | 0.88572 | 0.47226 |  |  | 9 | 89862.4867 | 0.96213 | 71715.591 | 0.76783 | 0.13254 | 68428.13 | 0.95416 | 1591.0409 | 62548.152 | 0.91407 | 4319.1722 | 0.66968 | 812.1667 | 0.88796 | 0.59465 | 0.90901 | 0.60875
|  |  | 10 | 82434.1626 | 0.88259 | 68494.461 | 0.73335 | 0.096849 | 64696.87 | 0.94456 | 1504.2844 | 59306.02 | 0.91668 | 4095.2915 | 0.63497 | 837.4333 | 0.8854 | 0.5622 | 0.90403 | 0.57403 |  |  | 10 | 72904.1546 | 0.78056 | 64527.197 | 0.69087 | 0.037939 | 59612.9424 | 0.92384 | 1386.0766 | 54751.6875 | 0.91845 | 3780.7986 | 0.58621 | 837.4333 | 0.87587 | 0.51344 | 0.89605 | 0.52527 |  |  | 10 | 88237.9188 | 0.94473 | 70477.0495 | 0.75457 | 0.13183 | 66883.388 | 0.94901 | 1555.1237 | 61074.74 | 0.91315 | 4217.4279 | 0.65391 | 837.4333 | 0.88872 | 0.58114 | 0.90681 | 0.59297
|  |  | 11 | 84555.2564 | 0.9053 | 70059.69 | 0.7501 | 0.099384 | 66473.88 | 0.94882 | 1545.6021 | 60851.064 | 0.91541 | 4201.9823 | 0.65151 | 853.8333 | 0.89046 | 0.58014 | 0.90647 | 0.59058 |  |  | 11 | 77788.4958 | 0.83285 | 66657.8223 | 0.71368 | 0.068575 | 62397.002 | 0.93608 | 1450.8095 | 57324.3017 | 0.9187 | 3958.4468 | 0.61375 | 853.8333 | 0.88372 | 0.54238 | 0.90072 | 0.55282 |  |  | 11 | 85615.0616 | 0.91665 | 71002.0935 | 0.76019 | 0.098568 | 67465.29 | 0.95019 | 1568.6537 | 61742.2854 | 0.91517 | 4263.5243 | 0.66105 | 853.8333 | 0.89204 | 0.58969 | 0.90782 | 0.60012
|  |  | 12 | 85266.666 | 0.91292 | 70519.53 | 0.75503 | 0.10104 | 66824.055 | 0.9476 | 1553.7441 | 60943.185 | 0.91199 | 4208.3435 | 0.6525 | 859.4333 | 0.89134 | 0.58159 | 0.90661 | 0.59156 |  |  | 12 | 82086.8738 | 0.87887 | 69121.7409 | 0.74006 | 0.084722 | 65222.7005 | 0.94359 | 1516.5106 | 59766.671 | 0.91635 | 4127.1011 | 0.6399 | 859.4333 | 0.8892 | 0.569 | 0.90477 | 0.57896 |  |  | 12 | 82086.8738 | 0.87887 | 69121.7409 | 0.74006 | 0.084722 | 65222.7005 | 0.94359 | 1516.5106 | 59766.671 | 0.91635 | 4127.1011 | 0.6399 | 859.4333 | 0.8892 | 0.569 | 0.90477 | 0.57896
|  |  | 13 | 84555.2564 | 0.9053 | 70059.69 | 0.7501 | 0.099384 | 66473.88 | 0.94882 | 1545.6021 | 60851.064 | 0.91541 | 4201.9823 | 0.65151 | 826.4667 | 0.88683 | 0.57778 | 0.90647 | 0.59058 |  |  | 13 | 85615.0616 | 0.91665 | 71002.0935 | 0.76019 | 0.098568 | 67465.29 | 0.95019 | 1568.6537 | 61742.2854 | 0.91517 | 4263.5243 | 0.66105 | 826.4667 | 0.88847 | 0.58732 | 0.90782 | 0.60012 |  |  | 13 | 77788.4958 | 0.83285 | 66657.8223 | 0.71368 | 0.068575 | 62397.002 | 0.93608 | 1450.8095 | 57324.3017 | 0.9187 | 3958.4468 | 0.61375 | 826.4667 | 0.87987 | 0.54002 | 0.90072 | 0.55282
|  |  | 14 | 82434.1626 | 0.88259 | 68494.461 | 0.73335 | 0.096849 | 64696.87 | 0.94456 | 1504.2844 | 59306.02 | 0.91668 | 4095.2915 | 0.63497 | 842.2 | 0.88605 | 0.56262 | 0.90403 | 0.57403 |  |  | 14 | 88237.9188 | 0.94473 | 70477.0495 | 0.75457 | 0.13183 | 66883.388 | 0.94901 | 1555.1237 | 61074.74 | 0.91315 | 4217.4279 | 0.65391 | 842.2 | 0.88935 | 0.58155 | 0.90681 | 0.59297 |  |  | 14 | 72904.1546 | 0.78056 | 64527.197 | 0.69087 | 0.037939 | 59612.9424 | 0.92384 | 1386.0766 | 54751.6875 | 0.91845 | 3780.7986 | 0.58621 | 842.2 | 0.87658 | 0.51385 | 0.89605 | 0.52527
|  |  | 15 | 78942.7601 | 0.84521 | 65998.06 | 0.70662 | 0.091278 | 61865.953 | 0.93739 | 1438.462 | 56660.93 | 0.91587 | 3912.6386 | 0.60665 | 776.6333 | 0.87067 | 0.52819 | 0.89955 | 0.54571 |  |  | 15 | 89862.4867 | 0.96213 | 71715.591 | 0.76783 | 0.13254 | 68428.13 | 0.95416 | 1591.0409 | 62548.152 | 0.91407 | 4319.1722 | 0.66968 | 776.6333 | 0.88284 | 0.59122 | 0.90901 | 0.60875 |  |  | 15 | 67676.8457 | 0.72459 | 59896.4925 | 0.64129 | 0.038004 | 54282.465 | 0.90627 | 1262.1362 | 49800.4522 | 0.91743 | 3438.8982 | 0.5332 | 776.6333 | 0.85285 | 0.45473 | 0.88572 | 0.47226
|  |  | 16 | 74146.6633 | 0.79386 | 59351.13 | 0.63545 | 0.12994 | 55004.55 | 0.92677 | 1278.9256 | 50417.69 | 0.91661 | 3481.5207 | 0.5398 | 747.5333 | 0.84899 | 0.45829 | 0.88712 | 0.47887 |  |  | 16 | 90434.0772 | 0.96824 | 66318.3948 | 0.71005 | 0.2029 | 63180.055 | 0.95268 | 1469.0165 | 57665.3618 | 0.91271 | 3981.9982 | 0.6174 | 747.5333 | 0.86797 | 0.53589 | 0.9013 | 0.55647 |  |  | 16 | 62421.4685 | 0.66832 | 53832.226 | 0.57636 | 0.06261 | 47800.004 | 0.88794 | 1111.4108 | 43788.367 | 0.91607 | 3023.7424 | 0.46883 | 747.5333 | 0.82613 | 0.38731 | 0.87003 | 0.40789
|  | # Hours | 17 | 68138.0664 | 0.72953 | 45397.432 | 0.48605 | 0.27581 | 41246.615 | 0.90857 | 959.0362 | 37541.029 | 0.91016 | 2592.3415 | 0.40194 | 670.3 | 0.77383 | 0.31103 | 0.8484 | 0.341 |  | # Hours | 17 | 89934.0969 | 0.96289 | 56178.926 | 0.60149 | 0.32101 | 53190.0276 | 0.9468 | 1236.7357 | 48193.299 | 0.90606 | 3327.9186 | 0.51599 | 670.3 | 0.82382 | 0.42508 | 0.88191 | 0.45505 |  | # Hours | 17 | 57536.7632 | 0.61603 | 46448.5 | 0.49731 | 0.12252 | 39944.9259 | 0.85998 | 928.7703 | 36703.879 | 0.91886 | 2534.5333 | 0.39298 | 670.3 | 0.76867 | 0.30207 | 0.84494 | 0.33204
|  | 13 | 18 | 61037.2428 | 0.6535 | 31872.43 | 0.34125 | 0.43241 | 27596.605 | 0.86585 | 641.6561 | 24978.867 | 0.90514 | 1724.8796 | 0.26744 | 528.0667 | 0.56853 | 0.15205 | 0.77215 | 0.2065 |  | 13 | 18 | 88379.3459 | 0.94625 | 33068.0885 | 0.35405 | 0.5933 | 31300.915 | 0.94656 | 727.786 | 27994.683 | 0.89437 | 1933.1324 | 0.29973 | 528.0667 | 0.61501 | 0.18434 | 0.7967 | 0.23879 |  | 13 | 18 | 53502.062 | 0.57283 | 30933.7 | 0.3312 | 0.37155 | 25853.13 | 0.83576 | 601.1181 | 23869.3234 | 0.92327 | 1648.2616 | 0.25556 | 528.0667 | 0.54847 | 0.14017 | 0.76156 | 0.19462
|  | Day | Hour | Proj Area, m2 | Cosine Loss | Total Power, kW | htp | s/b | 95% Power, kW | % Power | CPC Entrance Flux, kW/m2 | CPC Exit Power, kW | CPC Throughput | CPC Exit Flux, kW/m2 | hs | Ave IDN | hr | hr*hs | hr | hr*hs |  | Day | Hour | Proj Area, m2 | Cosine Loss | Total Power, kW | htp | s/b | 95% Power, kW | % Power | CPC Entrance Flux, kW/m2 | CPC Exit Power, kW | CPC Throughput | CPC Exit Flux, kW/m2 | hs | Ave IDN | hr | hr*hs | hr | hr*hs |  | Day | Hour | Proj Area, m2 | Cosine Loss | Total Power, kW | htp | s/b | 95% Power, kW | % Power | CPC Entrance Flux, kW/m2 | CPC Exit Power, kW | CPC Throughput | CPC Exit Flux, kW/m2 | hs | Ave IDN | hr | hr*hs | hr | hr*hs
| Month | 203 | 6 | 61651.2305 | 0.66008 | 28328.52 | 0.3033 | 0.50055 | 24462.239 | 0.86352 | 568.7781 | 22107.9939 | 0.90376 | 1526.6356 | 0.2367 | 297.2258 | 0.13388 | 0.031689 | 0.74257 | 0.17577 | Month | 203 | 6 | 51528.4234 | 0.5517 | 27789.79 | 0.29754 | 0.41379 | 22892.6977 | 0.82378 | 532.2843 | 21101.137 | 0.92174 | 1457.1085 | 0.22592 | 297.2258 | 0.092549 | 0.020909 | 0.73028 | 0.16499 | Month | 203 | 6 | 87877.3029 | 0.94087 | 28976.738 | 0.31024 | 0.64159 | 27435.6245 | 0.94682 | 637.9131 | 24434.2412 | 0.8906 | 1687.2712 | 0.26161 | 297.2258 | 0.21634 | 0.056595 | 0.76707 | 0.20067
| 7 |  | 7 | 68848.4652 | 0.73714 | 42831.96 | 0.45859 | 0.32378 | 39057.32 | 0.91187 | 908.1323 | 35439.02 | 0.90736 | 2447.1903 | 0.37943 | 543.129 | 0.70431 | 0.26724 | 0.8394 | 0.3185 | 7 |  | 7 | 55802.9414 | 0.59746 | 44423.696 | 0.47563 | 0.13469 | 38164.219 | 0.8591 | 887.3666 | 35354.684 | 0.92638 | 2441.3666 | 0.37853 | 543.129 | 0.70361 | 0.26634 | 0.83902 | 0.31759 | 7 |  | 7 | 89477.6625 | 0.958 | 52598.3293 | 0.56315 | 0.36105 | 49938.5429 | 0.94943 | 1161.1345 | 45176.7072 | 0.90465 | 3119.6122 | 0.48369 | 543.129 | 0.76805 | 0.3715 | 0.87402 | 0.42276
|  |  | 8 | 74936.9888 | 0.80232 | 58749.131 | 0.62901 | 0.14785 | 54650.97 | 0.93024 | 1270.7045 | 49989.01 | 0.9147 | 3451.9188 | 0.53521 | 667.129 | 0.82934 | 0.44387 | 0.88615 | 0.47428 |  |  | 8 | 60942.667 | 0.65249 | 52522.841 | 0.56234 | 0.063217 | 46449.7161 | 0.88437 | 1080.0149 | 43165.392 | 0.92929 | 2980.7237 | 0.46216 | 667.129 | 0.80236 | 0.37082 | 0.86815 | 0.40122 |  |  | 8 | 89992.0138 | 0.96351 | 64360.29 | 0.68908 | 0.22263 | 61178.391 | 0.95056 | 1422.4753 | 56371.2958 | 0.92142 | 3892.6383 | 0.60355 | 667.129 | 0.84866 | 0.51221 | 0.89904 | 0.54261
|  |  | 9 | 79796.0235 | 0.85435 | 66443.938 | 0.71139 | 0.094921 | 62334.39 | 0.93815 | 1449.3537 | 56892.5 | 0.9127 | 3928.6293 | 0.60913 | 731.7742 | 0.8633 | 0.52586 | 0.89996 | 0.54819 |  |  | 9 | 66438.8792 | 0.71134 | 59264.9894 | 0.63453 | 0.03041 | 53367.8693 | 0.9005 | 1240.8707 | 49567.324 | 0.92879 | 3422.7999 | 0.5307 | 731.7742 | 0.84309 | 0.44743 | 0.88518 | 0.46976 |  |  | 9 | 89403.6667 | 0.95721 | 71758.318 | 0.76829 | 0.12757 | 68164.865 | 0.94992 | 1584.9197 | 62935.428 | 0.92328 | 4345.915 | 0.67383 | 731.7742 | 0.87642 | 0.59056 | 0.90957 | 0.61289
|  |  | 10 | 83332.8409 | 0.89221 | 68831.16 | 0.73695 | 0.1022 | 65100.6 | 0.9458 | 1513.6716 | 59571.44 | 0.91507 | 4113.6197 | 0.63781 | 782.4839 | 0.8779 | 0.55994 | 0.90446 | 0.57687 |  |  | 10 | 71879.0424 | 0.76958 | 63752.53 | 0.68258 | 0.035933 | 58573.558 | 0.91876 | 1361.9096 | 54519.4448 | 0.93079 | 3764.7615 | 0.58372 | 782.4839 | 0.86659 | 0.50585 | 0.89561 | 0.52278 |  |  | 10 | 87731.0179 | 0.9393 | 71388.3396 | 0.76433 | 0.11552 | 67858.6665 | 0.95056 | 1577.8002 | 62105.4393 | 0.91522 | 4288.6013 | 0.66494 | 782.4839 | 0.88289 | 0.58707 | 0.90836 | 0.60401
|  |  | 11 | 85481.3792 | 0.91522 | 70726.37 | 0.75724 | 0.10066 | 67189.88 | 0.95 | 1562.25 | 61425.95 | 0.91421 | 4241.6802 | 0.65767 | 798.3548 | 0.88394 | 0.58134 | 0.90735 | 0.59673 |  |  | 11 | 76943.2682 | 0.8238 | 66901.4955 | 0.71629 | 0.054901 | 62507.293 | 0.93432 | 1453.3739 | 57774.365 | 0.92428 | 3989.5253 | 0.61857 | 798.3548 | 0.87661 | 0.54224 | 0.90149 | 0.55763 |  |  | 11 | 85028.2556 | 0.91037 | 70157.6951 | 0.75115 | 0.10314 | 66386.39 | 0.94625 | 1543.5679 | 61389.68 | 0.92473 | 4239.1756 | 0.65728 | 798.3548 | 0.88388 | 0.58095 | 0.90729 | 0.59634
|  |  | 12 | 86201.9706 | 0.92293 | 70899.56 | 0.7591 | 0.106 | 67331.5595 | 0.94968 | 1565.5443 | 61683.93 | 0.91612 | 4259.4946 | 0.66043 | 806.5806 | 0.88561 | 0.58488 | 0.90773 | 0.59949 |  |  | 12 | 81387.5932 | 0.87139 | 68441.6495 | 0.73278 | 0.085941 | 64525.6801 | 0.94278 | 1500.304 | 59803.0989 | 0.92681 | 4129.6165 | 0.64029 | 806.5806 | 0.88201 | 0.56474 | 0.90483 | 0.57935 |  |  | 12 | 81387.5932 | 0.87139 | 68441.6495 | 0.73278 | 0.085941 | 64525.6801 | 0.94278 | 1500.304 | 59803.0989 | 0.92681 | 4129.6165 | 0.64029 | 806.5806 | 0.88201 | 0.56474 | 0.90483 | 0.57935
|  |  | 13 | 85481.3792 | 0.91522 | 70726.37 | 0.75724 | 0.10066 | 67189.88 | 0.95 | 1562.25 | 61425.95 | 0.91421 | 4241.6802 | 0.65767 | 821.3226 | 0.88719 | 0.58347 | 0.90735 | 0.59673 |  |  | 13 | 85028.2556 | 0.91037 | 70157.6951 | 0.75115 | 0.10314 | 66386.39 | 0.94625 | 1543.5679 | 61389.68 | 0.92473 | 4239.1756 | 0.65728 | 821.3226 | 0.88712 | 0.58309 | 0.90729 | 0.59634 |  |  | 13 | 76943.2682 | 0.8238 | 66901.4955 | 0.71629 | 0.054901 | 62507.293 | 0.93432 | 1453.3739 | 57774.365 | 0.92428 | 3989.5253 | 0.61857 | 821.3226 | 0.88006 | 0.54438 | 0.90149 | 0.55763
|  |  | 14 | 83332.8409 | 0.89221 | 68831.16 | 0.73695 | 0.1022 | 65100.6 | 0.9458 | 1513.6716 | 59571.44 | 0.91507 | 4113.6197 | 0.63781 | 801.8065 | 0.88085 | 0.56181 | 0.90446 | 0.57687 |  |  | 14 | 87731.0179 | 0.9393 | 71388.3396 | 0.76433 | 0.11552 | 67858.6665 | 0.95056 | 1577.8002 | 62105.4393 | 0.91522 | 4288.6013 | 0.66494 | 801.8065 | 0.88571 | 0.58894 | 0.90836 | 0.60401 |  |  | 14 | 71879.0424 | 0.76958 | 63752.53 | 0.68258 | 0.035933 | 58573.558 | 0.91876 | 1361.9096 | 54519.4448 | 0.93079 | 3764.7615 | 0.58372 | 801.8065 | 0.8698 | 0.50772 | 0.89561 | 0.52278
|  |  | 15 | 79796.0235 | 0.85435 | 66443.938 | 0.71139 | 0.094921 | 62334.39 | 0.93815 | 1449.3537 | 56892.5 | 0.9127 | 3928.6293 | 0.60913 | 796.9355 | 0.87447 | 0.53267 | 0.89996 | 0.54819 |  |  | 15 | 89403.6667 | 0.95721 | 71758.318 | 0.76829 | 0.12757 | 68164.865 | 0.94992 | 1584.9197 | 62935.428 | 0.92328 | 4345.915 | 0.67383 | 796.9355 | 0.88653 | 0.59736 | 0.90957 | 0.61289 |  |  | 15 | 66438.8792 | 0.71134 | 59264.9894 | 0.63453 | 0.03041 | 53367.8693 | 0.9005 | 1240.8707 | 49567.324 | 0.92879 | 3422.7999 | 0.5307 | 796.9355 | 0.85592 | 0.45424 | 0.88518 | 0.46976
|  |  | 16 | 74936.9888 | 0.80232 | 58749.131 | 0.62901 | 0.14785 | 54650.97 | 0.93024 | 1270.7045 | 49989.01 | 0.9147 | 3451.9188 | 0.53521 | 749.2903 | 0.84805 | 0.45389 | 0.88615 | 0.47428 |  |  | 16 | 89992.0138 | 0.96351 | 64360.29 | 0.68908 | 0.22263 | 61178.391 | 0.95056 | 1422.4753 | 56371.2958 | 0.92142 | 3892.6383 | 0.60355 | 749.2903 | 0.86526 | 0.52222 | 0.89904 | 0.54261 |  |  | 16 | 60942.667 | 0.65249 | 52522.841 | 0.56234 | 0.063217 | 46449.7161 | 0.88437 | 1080.0149 | 43165.392 | 0.92929 | 2980.7237 | 0.46216 | 749.2903 | 0.82403 | 0.38083 | 0.86815 | 0.40122
|  | # Hours | 17 | 68848.4652 | 0.73714 | 42831.96 | 0.45859 | 0.32378 | 39057.32 | 0.91187 | 908.1323 | 35439.02 | 0.90736 | 2447.1903 | 0.37943 | 658.8387 | 0.75624 | 0.28694 | 0.8394 | 0.3185 |  | # Hours | 17 | 89477.6625 | 0.958 | 52598.3293 | 0.56315 | 0.36105 | 49938.5429 | 0.94943 | 1161.1345 | 45176.7072 | 0.90465 | 3119.6122 | 0.48369 | 658.8387 | 0.80879 | 0.3912 | 0.87402 | 0.42276 |  | # Hours | 17 | 55802.9414 | 0.59746 | 44423.696 | 0.47563 | 0.13469 | 38164.219 | 0.8591 | 887.3666 | 35354.684 | 0.92638 | 2441.3666 | 0.37853 | 658.8387 | 0.75566 | 0.28604 | 0.83902 | 0.31759
|  | 13 | 18 | 61651.2305 | 0.66008 | 28328.52 | 0.3033 | 0.50055 | 24462.239 | 0.86352 | 568.7781 | 22107.9939 | 0.90376 | 1526.6356 | 0.2367 | 519.0645 | 0.50404 | 0.11931 | 0.74257 | 0.17577 |  | 13 | 18 | 87877.3029 | 0.94087 | 28976.738 | 0.31024 | 0.64159 | 27435.6245 | 0.94682 | 637.9131 | 24434.2412 | 0.8906 | 1687.2712 | 0.26161 | 519.0645 | 0.55126 | 0.14421 | 0.76707 | 0.20067 |  | 13 | 18 | 51528.4234 | 0.5517 | 27789.79 | 0.29754 | 0.41379 | 22892.6977 | 0.82378 | 532.2843 | 21101.137 | 0.92174 | 1457.1085 | 0.22592 | 519.0645 | 0.48038 | 0.10853 | 0.73028 | 0.16499
|  | Day | Hour | Proj Area, m2 | Cosine Loss | Total Power, kW | htp | s/b | 95% Power, kW | % Power | CPC Entrance Flux, kW/m2 | CPC Exit Power, kW | CPC Throughput | CPC Exit Flux, kW/m2 | hs | Ave IDN | hr | hr*hs | hr | hr*hs |  | Day | Hour | Proj Area, m2 | Cosine Loss | Total Power, kW | htp | s/b | 95% Power, kW | % Power | CPC Entrance Flux, kW/m2 | CPC Exit Power, kW | CPC Throughput | CPC Exit Flux, kW/m2 | hs | Ave IDN | hr | hr*hs | hr | hr*hs |  | Day | Hour | Proj Area, m2 | Cosine Loss | Total Power, kW | htp | s/b | 95% Power, kW | % Power | CPC Entrance Flux, kW/m2 | CPC Exit Power, kW | CPC Throughput | CPC Exit Flux, kW/m2 | hs | Ave IDN | hr | hr*hs | hr | hr*hs
| Month | 234 | 7 | 70553.5081 | 0.75539 | 36975 | 0.39588 | 0.43036 | 33574.82 | 0.90804 | 780.6572 | 30551.144 | 0.90994 | 2109.6651 | 0.3271 | 504.6452 | 0.63085 | 0.20635 | 0.81371 | 0.26616 | Month | 234 | 7 | 51357.3056 | 0.54986 | 36112.66 | 0.38665 | 0.23569 | 30059.07 | 0.83237 | 698.9116 | 27936.46 | 0.92939 | 1929.1119 | 0.29911 | 504.6452 | 0.5963 | 0.17836 | 0.79628 | 0.23817 | Month | 234 | 7 | 87985.3467 | 0.94203 | 42101.48 | 0.45077 | 0.47989 | 39875.5805 | 0.94713 | 927.1579 | 36463.56 | 0.91443 | 2517.9384 | 0.3904 | 504.6452 | 0.69071 | 0.26965 | 0.84392 | 0.32947
| 8 |  | 8 | 76753.2632 | 0.82177 | 57191.5 | 0.61233 | 0.19007 | 53176.472 | 0.9298 | 1236.4205 | 48674.91 | 0.91535 | 3361.1755 | 0.52114 | 669.3226 | 0.82531 | 0.4301 | 0.88307 | 0.46021 | 8 |  | 8 | 57127.7792 | 0.61165 | 48823.5662 | 0.52274 | 0.071046 | 42340.887 | 0.86722 | 984.4794 | 38764.0857 | 0.91552 | 2676.7979 | 0.41503 | 669.3226 | 0.78064 | 0.32399 | 0.85318 | 0.3541 | 8 |  | 8 | 88530.3759 | 0.94786 | 59869.545 | 0.641 | 0.26493 | 56819.755 | 0.94906 | 1321.1315 | 51776.73 | 0.91125 | 3575.3672 | 0.55435 | 669.3226 | 0.83577 | 0.46331 | 0.89008 | 0.49342
|  |  | 9 | 81703.2846 | 0.87477 | 66390.299 | 0.71082 | 0.11676 | 62625.15 | 0.94329 | 1456.1143 | 57461.8 | 0.91755 | 3967.9415 | 0.61522 | 745.9355 | 0.86722 | 0.53353 | 0.90095 | 0.55429 |  |  | 9 | 63197.6752 | 0.67663 | 56674.604 | 0.60679 | 0.025236 | 50520.569 | 0.89141 | 1174.6674 | 46431.324 | 0.91906 | 3206.248 | 0.49712 | 745.9355 | 0.83568 | 0.41543 | 0.87742 | 0.43619 |  |  | 9 | 87905.9588 | 0.94118 | 70350.946 | 0.75322 | 0.13011 | 66931.694 | 0.9514 | 1556.2469 | 61167.4098 | 0.91388 | 4223.8271 | 0.6549 | 745.9355 | 0.87526 | 0.57321 | 0.90695 | 0.59396
|  |  | 10 | 85307.3384 | 0.91335 | 69764.88 | 0.74695 | 0.11108 | 66027.17 | 0.94642 | 1535.2156 | 60347.49 | 0.91398 | 4167.2087 | 0.64612 | 809.3548 | 0.88348 | 0.57083 | 0.90569 | 0.58518 |  |  | 10 | 69129.6072 | 0.74015 | 62109.236 | 0.66498 | 0.023428 | 56703.8346 | 0.91297 | 1318.4362 | 52102.8411 | 0.91886 | 3597.8864 | 0.55785 | 809.3548 | 0.86504 | 0.48256 | 0.89077 | 0.49691 |  |  | 10 | 86129.7425 | 0.92216 | 70303.0339 | 0.75271 | 0.11278 | 66765.9912 | 0.94969 | 1552.3941 | 61070.8697 | 0.9147 | 4217.1606 | 0.65386 | 809.3548 | 0.88486 | 0.57858 | 0.90681 | 0.59293
|  |  | 11 | 87497.0821 | 0.9368 | 71564.547 | 0.76622 | 0.11097 | 68119.458 | 0.95186 | 1583.8639 | 62330.86 | 0.91502 | 4304.1674 | 0.66735 | 806.871 | 0.88684 | 0.59183 | 0.90869 | 0.60642 |  |  | 11 | 74599.6495 | 0.79871 | 64433.625 | 0.68987 | 0.061168 | 59803.434 | 0.92814 | 1390.5058 | 54784.2019 | 0.91607 | 3783.0439 | 0.58655 | 806.871 | 0.87125 | 0.51103 | 0.89611 | 0.52562 |  |  | 11 | 83253.8964 | 0.89137 | 68570.7052 | 0.73416 | 0.10475 | 64831.026 | 0.94546 | 1507.4037 | 59226.467 | 0.91355 | 4089.7981 | 0.63412 | 806.871 | 0.8809 | 0.5586 | 0.90391 | 0.57318
|  |  | 12 | 88231.5494 | 0.94466 | 72242.73 | 0.77348 | 0.11002 | 68799.23 | 0.95233 | 1599.6695 | 63255.69 | 0.91942 | 4368.0302 | 0.67726 | 828.9032 | 0.89145 | 0.60374 | 0.91003 | 0.61632 |  |  | 12 | 79367.3367 | 0.84976 | 67779.58 | 0.72569 | 0.071741 | 63522.848 | 0.9372 | 1476.9869 | 58109.5302 | 0.91478 | 4012.6696 | 0.62216 | 828.9032 | 0.88184 | 0.54864 | 0.90206 | 0.56122 |  |  | 12 | 79367.3367 | 0.84976 | 67779.58 | 0.72569 | 0.071741 | 63522.848 | 0.9372 | 1476.9869 | 58109.5302 | 0.91478 | 4012.6696 | 0.62216 | 828.9032 | 0.88184 | 0.54864 | 0.90206 | 0.56122
|  |  | 13 | 87497.0821 | 0.9368 | 71564.547 | 0.76622 | 0.11097 | 68119.458 | 0.95186 | 1583.8639 | 62330.86 | 0.91502 | 4304.1674 | 0.66735 | 799.2258 | 0.88575 | 0.59111 | 0.90869 | 0.60642 |  |  | 13 | 83253.8964 | 0.89137 | 68570.7052 | 0.73416 | 0.10475 | 64831.026 | 0.94546 | 1507.4037 | 59226.467 | 0.91355 | 4089.7981 | 0.63412 | 799.2258 | 0.87977 | 0.55787 | 0.90391 | 0.57318 |  |  | 13 | 74599.6495 | 0.79871 | 64433.625 | 0.68987 | 0.061168 | 59803.434 | 0.92814 | 1390.5058 | 54784.2019 | 0.91607 | 3783.0439 | 0.58655 | 799.2258 | 0.87002 | 0.51031 | 0.89611 | 0.52562
|  |  | 14 | 85307.3384 | 0.91335 | 69764.88 | 0.74695 | 0.11108 | 66027.17 | 0.94642 | 1535.2156 | 60347.49 | 0.91398 | 4167.2087 | 0.64612 | 784.871 | 0.87984 | 0.56848 | 0.90569 | 0.58518 |  |  | 14 | 86129.7425 | 0.92216 | 70303.0339 | 0.75271 | 0.11278 | 66765.9912 | 0.94969 | 1552.3941 | 61070.8697 | 0.9147 | 4217.1606 | 0.65386 | 784.871 | 0.88126 | 0.57623 | 0.90681 | 0.59293 |  |  | 14 | 69129.6072 | 0.74015 | 62109.236 | 0.66498 | 0.023428 | 56703.8346 | 0.91297 | 1318.4362 | 52102.8411 | 0.91886 | 3597.8864 | 0.55785 | 784.871 | 0.86083 | 0.48021 | 0.89077 | 0.49691
|  |  | 15 | 81703.2846 | 0.87477 | 66390.299 | 0.71082 | 0.11676 | 62625.15 | 0.94329 | 1456.1143 | 57461.8 | 0.91755 | 3967.9415 | 0.61522 | 743.3226 | 0.86675 | 0.53325 | 0.90095 | 0.55429 |  |  | 15 | 87905.9588 | 0.94118 | 70350.946 | 0.75322 | 0.13011 | 66931.694 | 0.9514 | 1556.2469 | 61167.4098 | 0.91388 | 4223.8271 | 0.6549 | 743.3226 | 0.87482 | 0.57292 | 0.90695 | 0.59396 |  |  | 15 | 63197.6752 | 0.67663 | 56674.604 | 0.60679 | 0.025236 | 50520.569 | 0.89141 | 1174.6674 | 46431.324 | 0.91906 | 3206.248 | 0.49712 | 743.3226 | 0.8351 | 0.41515 | 0.87742 | 0.43619
|  | # Hours | 16 | 76753.2632 | 0.82177 | 57191.5 | 0.61233 | 0.19007 | 53176.472 | 0.9298 | 1236.4205 | 48674.91 | 0.91535 | 3361.1755 | 0.52114 | 663.4194 | 0.82375 | 0.42929 | 0.88307 | 0.46021 |  | # Hours | 16 | 88530.3759 | 0.94786 | 59869.545 | 0.641 | 0.26493 | 56819.755 | 0.94906 | 1321.1315 | 51776.73 | 0.91125 | 3575.3672 | 0.55435 | 663.4194 | 0.83431 | 0.4625 | 0.89008 | 0.49342 |  | # Hours | 16 | 57127.7792 | 0.61165 | 48823.5662 | 0.52274 | 0.071046 | 42340.887 | 0.86722 | 984.4794 | 38764.0857 | 0.91552 | 2676.7979 | 0.41503 | 663.4194 | 0.77869 | 0.32318 | 0.85318 | 0.3541
|  | 11 | 17 | 70553.5081 | 0.75539 | 36975 | 0.39588 | 0.43036 | 33574.82 | 0.90804 | 780.6572 | 30551.144 | 0.90994 | 2109.6651 | 0.3271 | 569.5161 | 0.6729 | 0.22011 | 0.81371 | 0.26616 |  | 11 | 17 | 87985.3467 | 0.94203 | 42101.48 | 0.45077 | 0.47989 | 39875.5805 | 0.94713 | 927.1579 | 36463.56 | 0.91443 | 2517.9384 | 0.3904 | 569.5161 | 0.72594 | 0.28341 | 0.84392 | 0.32947 |  | 11 | 17 | 51357.3056 | 0.54986 | 36112.66 | 0.38665 | 0.23569 | 30059.07 | 0.83237 | 698.9116 | 27936.46 | 0.92939 | 1929.1119 | 0.29911 | 569.5161 | 0.64228 | 0.19211 | 0.79628 | 0.23817
|  | Day | Hour | Proj Area, m2 | Cosine Loss | Total Power, kW | htp | s/b | 95% Power, kW | % Power | CPC Entrance Flux, kW/m2 | CPC Exit Power, kW | CPC Throughput | CPC Exit Flux, kW/m2 | hs | Ave IDN | hr | hr*hs | hr | hr*hs |  | Day | Hour | Proj Area, m2 | Cosine Loss | Total Power, kW | htp | s/b | 95% Power, kW | % Power | CPC Entrance Flux, kW/m2 | CPC Exit Power, kW | CPC Throughput | CPC Exit Flux, kW/m2 | hs | Ave IDN | hr | hr*hs | hr | hr*hs |  | Day | Hour | Proj Area, m2 | Cosine Loss | Total Power, kW | htp | s/b | 95% Power, kW | % Power | CPC Entrance Flux, kW/m2 | CPC Exit Power, kW | CPC Throughput | CPC Exit Flux, kW/m2 | hs | Ave IDN | hr | hr*hs | hr | hr*hs
| Month | 264 | 7 | 72563.3256 | 0.77691 | 34367.46 | 0.36796 | 0.4852 | 31399.86 | 0.91365 | 730.0866 | 28742.4116 | 0.91537 | 1984.7657 | 0.30773 | 475.8387 | 0.58387 | 0.17968 | 0.80199 | 0.2468 | Month | 264 | 7 | 45487.1147 | 0.48701 | 25025.0502 | 0.26793 | 0.402 | 19879.0286 | 0.79437 | 462.2127 | 18446.387 | 0.92793 | 1273.7886 | 0.1975 | 475.8387 | 0.3516 | 0.06944 | 0.69147 | 0.13656 | Month | 264 | 7 | 85297.6468 | 0.91325 | 34360.947 | 0.36789 | 0.56213 | 32402.848 | 0.94301 | 753.4074 | 29173.83 | 0.90035 | 2014.5567 | 0.31235 | 475.8387 | 0.59002 | 0.1843 | 0.80492 | 0.25142
| 9 |  | 8 | 78720.8827 | 0.84284 | 55403.5 | 0.59319 | 0.235 | 51748.79 | 0.93403 | 1203.2251 | 47665.146 | 0.92109 | 3291.4478 | 0.51033 | 673.3871 | 0.82268 | 0.41984 | 0.8806 | 0.4494 | 9 |  | 8 | 52034.7658 | 0.55712 | 43321.8 | 0.46383 | 0.095049 | 36332.62 | 0.83867 | 844.7796 | 33372.247 | 0.91852 | 2304.4723 | 0.3573 | 673.3871 | 0.74674 | 0.26681 | 0.82946 | 0.29637 | 9 |  | 8 | 85870.1475 | 0.91938 | 56572.1247 | 0.6057 | 0.2839 | 53581.3994 | 0.94713 | 1245.8356 | 48558.888 | 0.90626 | 3353.1638 | 0.5199 | 673.3871 | 0.82595 | 0.42941 | 0.88279 | 0.45897
|  |  | 9 | 83648.5619 | 0.89559 | 65672.4 | 0.70313 | 0.14663 | 62170.388 | 0.94667 | 1445.5405 | 57505.29 | 0.92496 | 3970.9447 | 0.61569 | 771.4194 | 0.8717 | 0.5367 | 0.90103 | 0.55475 |  |  | 9 | 58758.7872 | 0.62911 | 53492.761 | 0.57273 | 0.010458 | 46637.2457 | 0.87184 | 1084.3752 | 42757.07 | 0.9168 | 2952.5277 | 0.45778 | 771.4194 | 0.82745 | 0.37879 | 0.86689 | 0.39685 |  |  | 9 | 85212.6291 | 0.91234 | 67220.964 | 0.71971 | 0.14254 | 63692.948 | 0.94752 | 1480.9419 | 58410.851 | 0.91707 | 4033.4769 | 0.62538 | 771.4194 | 0.87369 | 0.54639 | 0.90256 | 0.56445
|  |  | 10 | 87241.5989 | 0.93406 | 70144.77 | 0.75101 | 0.12606 | 66439.1 | 0.94717 | 1544.7935 | 60598.6 | 0.91209 | 4184.5487 | 0.64881 | 840.4516 | 0.88825 | 0.5763 | 0.90608 | 0.58787 |  |  | 10 | 65217.0921 | 0.69826 | 58746.75 | 0.62898 | 0.020883 | 52878.3433 | 0.90011 | 1229.4886 | 48540.3708 | 0.91796 | 3351.8851 | 0.5197 | 840.4516 | 0.86049 | 0.4472 | 0.88275 | 0.45877 |  |  | 10 | 83341.3365 | 0.89231 | 68212.5151 | 0.73033 | 0.11036 | 64341.974 | 0.94326 | 1496.0326 | 58918.6012 | 0.91571 | 4068.5388 | 0.63082 | 840.4516 | 0.88507 | 0.55832 | 0.9034 | 0.56988
|  |  | 11 | 89426.5458 | 0.95746 | 72321.87 | 0.77432 | 0.12095 | 68922.68 | 0.953 | 1602.5398 | 62948.01 | 0.91331 | 4346.7838 | 0.67396 | 837.9032 | 0.8921 | 0.60124 | 0.90959 | 0.61303 |  |  | 11 | 71100.2124 | 0.76124 | 62554.131 | 0.66974 | 0.043693 | 57601.382 | 0.92082 | 1339.3053 | 52825.5176 | 0.91709 | 3647.7898 | 0.56558 | 837.9032 | 0.87142 | 0.49286 | 0.89226 | 0.50465 |  |  | 11 | 80304.528 | 0.85979 | 67582.0538 | 0.72358 | 0.085248 | 63405.7973 | 0.9382 | 1474.2653 | 58023.9241 | 0.91512 | 4006.7582 | 0.62124 | 837.9032 | 0.88294 | 0.54852 | 0.90191 | 0.56031
|  |  | 12 | 90159.7018 | 0.96531 | 72071.9 | 0.77165 | 0.13111 | 68460.56 | 0.94989 | 1591.795 | 62642.1 | 0.91501 | 4325.6597 | 0.67069 | 845.4194 | 0.89253 | 0.59861 | 0.90914 | 0.60975 |  |  | 12 | 76184.3871 | 0.81568 | 65041.554 | 0.69638 | 0.072023 | 60578.12 | 0.93138 | 1408.5182 | 55389.012 | 0.91434 | 3824.8082 | 0.59303 | 845.4194 | 0.87846 | 0.52095 | 0.89725 | 0.53209 |  |  | 12 | 76184.3871 | 0.81568 | 65041.554 | 0.69638 | 0.072023 | 60578.12 | 0.93138 | 1408.5182 | 55389.012 | 0.91434 | 3824.8082 | 0.59303 | 845.4194 | 0.87846 | 0.52095 | 0.89725 | 0.53209
|  |  | 13 | 89426.5458 | 0.95746 | 72321.87 | 0.77432 | 0.12095 | 68922.68 | 0.953 | 1602.5398 | 62948.01 | 0.91331 | 4346.7838 | 0.67396 | 810.2903 | 0.88842 | 0.59876 | 0.90959 | 0.61303 |  |  | 13 | 80304.528 | 0.85979 | 67582.0538 | 0.72358 | 0.085248 | 63405.7973 | 0.9382 | 1474.2653 | 58023.9241 | 0.91512 | 4006.7582 | 0.62124 | 810.2903 | 0.87895 | 0.54604 | 0.90191 | 0.56031 |  |  | 13 | 71100.2124 | 0.76124 | 62554.131 | 0.66974 | 0.043693 | 57601.382 | 0.92082 | 1339.3053 | 52825.5176 | 0.91709 | 3647.7898 | 0.56558 | 810.2903 | 0.86704 | 0.49038 | 0.89226 | 0.50465
|  |  | 14 | 87241.5989 | 0.93406 | 70144.77 | 0.75101 | 0.12606 | 66439.1 | 0.94717 | 1544.7935 | 60598.6 | 0.91209 | 4184.5487 | 0.64881 | 771.3226 | 0.87824 | 0.56981 | 0.90608 | 0.58787 |  |  | 14 | 83341.3365 | 0.89231 | 68212.5151 | 0.73033 | 0.11036 | 64341.974 | 0.94326 | 1496.0326 | 58918.6012 | 0.91571 | 4068.5388 | 0.63082 | 771.3226 | 0.87476 | 0.55182 | 0.9034 | 0.56988 |  |  | 14 | 65217.0921 | 0.69826 | 58746.75 | 0.62898 | 0.020883 | 52878.3433 | 0.90011 | 1229.4886 | 48540.3708 | 0.91796 | 3351.8851 | 0.5197 | 771.3226 | 0.84799 | 0.4407 | 0.88275 | 0.45877
|  |  | 15 | 83648.5619 | 0.89559 | 65672.4 | 0.70313 | 0.14663 | 62170.388 | 0.94667 | 1445.5405 | 57505.29 | 0.92496 | 3970.9447 | 0.61569 | 722.0968 | 0.86294 | 0.5313 | 0.90103 | 0.55475 |  |  | 15 | 85212.6291 | 0.91234 | 67220.964 | 0.71971 | 0.14254 | 63692.948 | 0.94752 | 1480.9419 | 58410.851 | 0.91707 | 4033.4769 | 0.62538 | 722.0968 | 0.86506 | 0.541 | 0.90256 | 0.56445 |  |  | 15 | 58758.7872 | 0.62911 | 53492.761 | 0.57273 | 0.010458 | 46637.2457 | 0.87184 | 1084.3752 | 42757.07 | 0.9168 | 2952.5277 | 0.45778 | 722.0968 | 0.81566 | 0.3734 | 0.86689 | 0.39685
|  | # Hours | 16 | 78720.8827 | 0.84284 | 55403.5 | 0.59319 | 0.235 | 51748.79 | 0.93403 | 1203.2251 | 47665.146 | 0.92109 | 3291.4478 | 0.51033 | 586.7419 | 0.7965 | 0.40648 | 0.8806 | 0.4494 |  | # Hours | 16 | 85870.1475 | 0.91938 | 56572.1247 | 0.6057 | 0.2839 | 53581.3994 | 0.94713 | 1245.8356 | 48558.888 | 0.90626 | 3353.1638 | 0.5199 | 586.7419 | 0.80024 | 0.41605 | 0.88279 | 0.45897 |  | # Hours | 16 | 52034.7658 | 0.55712 | 43321.8 | 0.46383 | 0.095049 | 36332.62 | 0.83867 | 844.7796 | 33372.247 | 0.91852 | 2304.4723 | 0.3573 | 586.7419 | 0.70934 | 0.25345 | 0.82946 | 0.29637
|  | 11 | 17 | 72563.3256 | 0.77691 | 34367.46 | 0.36796 | 0.4852 | 31399.86 | 0.91365 | 730.0866 | 28742.4116 | 0.91537 | 1984.7657 | 0.30773 | 505.4194 | 0.60822 | 0.18717 | 0.80199 | 0.2468 |  | 11 | 17 | 85297.6468 | 0.91325 | 34360.947 | 0.36789 | 0.56213 | 32402.848 | 0.94301 | 753.4074 | 29173.83 | 0.90035 | 2014.5567 | 0.31235 | 505.4194 | 0.61402 | 0.19179 | 0.80492 | 0.25142 |  | 11 | 17 | 45487.1147 | 0.48701 | 25025.0502 | 0.26793 | 0.402 | 19879.0286 | 0.79437 | 462.2127 | 18446.387 | 0.92793 | 1273.7886 | 0.1975 | 505.4194 | 0.38955 | 0.076935 | 0.69147 | 0.13656
|  | Day | Hour | Proj Area, m2 | Cosine Loss | Total Power, kW | htp | s/b | 95% Power, kW | % Power | CPC Entrance Flux, kW/m2 | CPC Exit Power, kW | CPC Throughput | CPC Exit Flux, kW/m2 | hs | Ave IDN | hr | hr*hs | hr | hr*hs |  | Day | Hour | Proj Area, m2 | Cosine Loss | Total Power, kW | htp | s/b | 95% Power, kW | % Power | CPC Entrance Flux, kW/m2 | CPC Exit Power, kW | CPC Throughput | CPC Exit Flux, kW/m2 | hs | Ave IDN | hr | hr*hs | hr | hr*hs |  | Day | Hour | Proj Area, m2 | Cosine Loss | Total Power, kW | htp | s/b | 95% Power, kW | % Power | CPC Entrance Flux, kW/m2 | CPC Exit Power, kW | CPC Throughput | CPC Exit Flux, kW/m2 | hs | Ave IDN | hr | hr*hs | hr | hr*hs
| Month | 295 | 8 | 80142.9126 | 0.85806 | 50168.039 | 0.53713 | 0.31958 | 47088.96 | 0.93862 | 1094.8781 | 42702.3804 | 0.90684 | 2948.7512 | 0.4572 | 580.6452 | 0.77046 | 0.35225 | 0.86672 | 0.39626 | Month | 295 | 8 | 47172.8124 | 0.50506 | 38232.2475 | 0.40934 | 0.11905 | 31256.737 | 0.81755 | 726.7588 | 28707.034 | 0.91843 | 1982.3227 | 0.30736 | 580.6452 | 0.65856 | 0.20241 | 0.80174 | 0.24642 | Month | 295 | 8 | 82506.365 | 0.88337 | 50328.263 | 0.53885 | 0.33696 | 47337.9018 | 0.94058 | 1100.6663 | 42919.5458 | 0.90666 | 2963.7472 | 0.45952 | 580.6452 | 0.77162 | 0.35458 | 0.86739 | 0.39859
| 10 |  | 9 | 84902.6887 | 0.90902 | 62459.33 | 0.66873 | 0.20037 | 59072.77 | 0.94578 | 1373.5169 | 54043.95 | 0.91487 | 3731.9268 | 0.57863 | 703.6452 | 0.85034 | 0.49203 | 0.89469 | 0.51769 | 10 |  | 9 | 54375.3934 | 0.58218 | 48683.3689 | 0.52124 | 0.026826 | 41645.477 | 0.85544 | 968.3102 | 38390.8253 | 0.92185 | 2651.0229 | 0.41104 | 703.6452 | 0.78931 | 0.32444 | 0.85175 | 0.3501 | 10 |  | 9 | 81833.4269 | 0.87616 | 61187.1252 | 0.65511 | 0.18728 | 57643.1213 | 0.94208 | 1340.2758 | 52587.3193 | 0.91229 | 3631.3413 | 0.56303 | 703.6452 | 0.84619 | 0.47643 | 0.89177 | 0.5021
|  |  | 10 | 88381.8903 | 0.94627 | 68849.903 | 0.73715 | 0.15326 | 65603.5 | 0.95285 | 1525.3647 | 59921.47 | 0.91339 | 4137.7905 | 0.64156 | 763.129 | 0.87554 | 0.56171 | 0.90502 | 0.58062 |  |  | 10 | 61178.7579 | 0.65502 | 54289.08 | 0.58125 | 0.035452 | 47926.7834 | 0.88281 | 1114.3586 | 44032.384 | 0.91874 | 3040.5926 | 0.47144 | 763.129 | 0.83063 | 0.39159 | 0.87075 | 0.4105 |  |  | 10 | 79917.9966 | 0.85565 | 64589.16 | 0.69153 | 0.12153 | 60605.72 | 0.93833 | 1409.16 | 55508.72 | 0.9159 | 3833.0744 | 0.59431 | 763.129 | 0.86564 | 0.51446 | 0.89747 | 0.53338
|  |  | 11 | 90500.7455 | 0.96896 | 70834.2 | 0.7584 | 0.14925 | 67641 | 0.95492 | 1572.7392 | 61764.98 | 0.91313 | 4265.0914 | 0.6613 | 806.7097 | 0.88578 | 0.58576 | 0.90785 | 0.60036 |  |  | 11 | 67307.6421 | 0.72064 | 58161.009 | 0.62271 | 0.060753 | 52686.657 | 0.90588 | 1225.0317 | 48498.511 | 0.92051 | 3348.9946 | 0.51926 | 806.7097 | 0.85453 | 0.44372 | 0.88265 | 0.45832 |  |  | 11 | 76803.7526 | 0.82231 | 64192.63 | 0.68729 | 0.091521 | 59994.72 | 0.9346 | 1394.9534 | 55252.518 | 0.92096 | 3815.3828 | 0.59157 | 806.7097 | 0.87231 | 0.51603 | 0.89699 | 0.53063
|  |  | 12 | 91212.2182 | 0.97658 | 71371.41 | 0.76415 | 0.14948 | 68055.98 | 0.95355 | 1582.388 | 62153.52 | 0.91327 | 4291.9215 | 0.66546 | 776.5161 | 0.88208 | 0.58698 | 0.90843 | 0.60452 |  |  | 12 | 72564.8067 | 0.77693 | 62795.27 | 0.67233 | 0.059382 | 57937.282 | 0.92264 | 1347.1154 | 53152.185 | 0.91741 | 3670.3473 | 0.56908 | 776.5161 | 0.86211 | 0.49061 | 0.89292 | 0.50815 |  |  | 12 | 72564.8067 | 0.77693 | 62795.27 | 0.67233 | 0.059382 | 57937.282 | 0.92264 | 1347.1154 | 53152.185 | 0.91741 | 3670.3473 | 0.56908 | 776.5161 | 0.86211 | 0.49061 | 0.89292 | 0.50815
|  |  | 13 | 90500.7455 | 0.96896 | 70834.2 | 0.7584 | 0.14925 | 67641 | 0.95492 | 1572.7392 | 61764.98 | 0.91313 | 4265.0914 | 0.6613 | 752.9032 | 0.87761 | 0.58036 | 0.90785 | 0.60036 |  |  | 13 | 76803.7526 | 0.82231 | 64192.63 | 0.68729 | 0.091521 | 59994.72 | 0.9346 | 1394.9534 | 55252.518 | 0.92096 | 3815.3828 | 0.59157 | 752.9032 | 0.86319 | 0.51063 | 0.89699 | 0.53063 |  |  | 13 | 67307.6421 | 0.72064 | 58161.009 | 0.62271 | 0.060753 | 52686.657 | 0.90588 | 1225.0317 | 48498.511 | 0.92051 | 3348.9946 | 0.51926 | 752.9032 | 0.84414 | 0.43832 | 0.88265 | 0.45832
|  |  | 14 | 88381.8903 | 0.94627 | 68849.903 | 0.73715 | 0.15326 | 65603.5 | 0.95285 | 1525.3647 | 59921.47 | 0.91339 | 4137.7905 | 0.64156 | 756.7097 | 0.87448 | 0.56103 | 0.90502 | 0.58062 |  |  | 14 | 79917.9966 | 0.85565 | 64589.16 | 0.69153 | 0.12153 | 60605.72 | 0.93833 | 1409.16 | 55508.72 | 0.9159 | 3833.0744 | 0.59431 | 756.7097 | 0.8645 | 0.51379 | 0.89747 | 0.53338 |  |  | 14 | 61178.7579 | 0.65502 | 54289.08 | 0.58125 | 0.035452 | 47926.7834 | 0.88281 | 1114.3586 | 44032.384 | 0.91874 | 3040.5926 | 0.47144 | 756.7097 | 0.82919 | 0.39091 | 0.87075 | 0.4105
|  | # Hours | 15 | 84902.6887 | 0.90902 | 62459.33 | 0.66873 | 0.20037 | 59072.77 | 0.94578 | 1373.5169 | 54043.95 | 0.91487 | 3731.9268 | 0.57863 | 699.0645 | 0.84936 | 0.49146 | 0.89469 | 0.51769 |  | # Hours | 15 | 81833.4269 | 0.87616 | 61187.1252 | 0.65511 | 0.18728 | 57643.1213 | 0.94208 | 1340.2758 | 52587.3193 | 0.91229 | 3631.3413 | 0.56303 | 699.0645 | 0.84518 | 0.47587 | 0.89177 | 0.5021 |  | # Hours | 15 | 54375.3934 | 0.58218 | 48683.3689 | 0.52124 | 0.026826 | 41645.477 | 0.85544 | 968.3102 | 38390.8253 | 0.92185 | 2651.0229 | 0.41104 | 699.0645 | 0.78793 | 0.32387 | 0.85175 | 0.3501
|  | 9 | 16 | 80142.9126 | 0.85806 | 50168.039 | 0.53713 | 0.31958 | 47088.96 | 0.93862 | 1094.8781 | 42702.3804 | 0.90684 | 2948.7512 | 0.4572 | 596.4516 | 0.77655 | 0.35504 | 0.86672 | 0.39626 |  | 9 | 16 | 82506.365 | 0.88337 | 50328.263 | 0.53885 | 0.33696 | 47337.9018 | 0.94058 | 1100.6663 | 42919.5458 | 0.90666 | 2963.7472 | 0.45952 | 596.4516 | 0.77768 | 0.35736 | 0.86739 | 0.39859 |  | 9 | 16 | 47172.8124 | 0.50506 | 38232.2475 | 0.40934 | 0.11905 | 31256.737 | 0.81755 | 726.7588 | 28707.034 | 0.91843 | 1982.3227 | 0.30736 | 596.4516 | 0.66761 | 0.20519 | 0.80174 | 0.24642
|  | Day | Hour | Proj Area, m2 | Cosine Loss | Total Power, kW | htp | s/b | 95% Power, kW | % Power | CPC Entrance Flux, kW/m2 | CPC Exit Power, kW | CPC Throughput | CPC Exit Flux, kW/m2 | hs | Ave IDN | hr | hr*hs | hr | hr*hs |  | Day | Hour | Proj Area, m2 | Cosine Loss | Total Power, kW | htp | s/b | 95% Power, kW | % Power | CPC Entrance Flux, kW/m2 | CPC Exit Power, kW | CPC Throughput | CPC Exit Flux, kW/m2 | hs | Ave IDN | hr | hr*hs | hr | hr*hs |  | Day | Hour | Proj Area, m2 | Cosine Loss | Total Power, kW | htp | s/b | 95% Power, kW | % Power | CPC Entrance Flux, kW/m2 | CPC Exit Power, kW | CPC Throughput | CPC Exit Flux, kW/m2 | hs | Ave IDN | hr | hr*hs | hr | hr*hs
| Month | 326 | 8 | 80932.6126 | 0.86652 | 38302.42 | 0.41009 | 0.48558 | 35804.18 | 0.93478 | 832.4927 | 32186.79 | 0.89897 | 2222.6123 | 0.34461 | 496 | 0.6435 | 0.22176 | 0.82318 | 0.28368 | Month | 326 | 8 | 43402.1112 | 0.46469 | 31349.228 | 0.33564 | 0.21489 | 24839.2618 | 0.79234 | 577.5444 | 22778.7492 | 0.91705 | 1572.9536 | 0.24388 | 673.3871 | 0.62896 | 0.15339 | 0.75015 | 0.18295 | Month | 326 | 8 | 79186.4225 | 0.84782 | 38510.342 | 0.41232 | 0.47139 | 36053.648 | 0.93621 | 838.2931 | 32452.88 | 0.90013 | 2240.9867 | 0.34746 | 673.3871 | 0.73957 | 0.25697 | 0.82463 | 0.28653
| 11 |  | 9 | 85451.9274 | 0.9149 | 55161.35 | 0.59059 | 0.29834 | 52235.595 | 0.94696 | 1214.5439 | 47072.18 | 0.90115 | 3250.5013 | 0.50398 | 672.5333 | 0.82022 | 0.41338 | 0.87909 | 0.44305 | 11 |  | 9 | 50831.091 | 0.54423 | 41301.032 | 0.4422 | 0.11683 | 34425.1388 | 0.83352 | 800.4282 | 32088.723 | 0.93213 | 2215.8404 | 0.34356 | 771.4194 | 0.77008 | 0.26457 | 0.82264 | 0.28263 | 11 |  | 9 | 78514.2532 | 0.84062 | 54788.146 | 0.5866 | 0.24151 | 51168.2246 | 0.93393 | 1189.7262 | 46469.7554 | 0.90818 | 3208.9018 | 0.49753 | 771.4194 | 0.84124 | 0.41854 | 0.87753 | 0.4366
|  |  | 10 | 88764.4679 | 0.95037 | 61459.4 | 0.65802 | 0.2474 | 58430.77 | 0.95072 | 1358.5896 | 52978.07 | 0.90668 | 3658.324 | 0.56722 | 739.0333 | 0.85464 | 0.48476 | 0.89257 | 0.50628 |  |  | 10 | 57761.2277 | 0.61843 | 49601.909 | 0.53107 | 0.066586 | 43066.3496 | 0.86824 | 1001.3473 | 39970.5578 | 0.92812 | 2760.1091 | 0.42795 | 840.4516 | 0.83058 | 0.35545 | 0.85761 | 0.36702 |  |  | 10 | 76601.4223 | 0.82014 | 57441.5393 | 0.61501 | 0.18492 | 53569.105 | 0.93258 | 1245.5497 | 48868.1753 | 0.91225 | 3374.5212 | 0.52321 | 840.4516 | 0.86143 | 0.45071 | 0.88354 | 0.46228
|  |  | 11 | 90785.1812 | 0.972 | 67092.62 | 0.71834 | 0.19671 | 63976.33 | 0.95355 | 1487.5309 | 58235.62 | 0.91027 | 4021.3766 | 0.62351 | 779.3 | 0.87459 | 0.54532 | 0.90227 | 0.56257 |  |  | 11 | 63954.9717 | 0.68474 | 55319.957 | 0.59229 | 0.059801 | 49421.36 | 0.89337 | 1149.1094 | 45331.6666 | 0.91725 | 3130.3127 | 0.48535 | 837.9032 | 0.85016 | 0.41263 | 0.87445 | 0.42441 |  |  | 11 | 73487.7353 | 0.78681 | 60364.639 | 0.6463 | 0.10715 | 55935.6223 | 0.92663 | 1300.5743 | 50969.504 | 0.91122 | 3519.6254 | 0.54571 | 837.9032 | 0.86674 | 0.47299 | 0.88834 | 0.48478
|  |  | 12 | 91464.2315 | 0.97927 | 69256.181 | 0.7415 | 0.17696 | 66047.15 | 0.95366 | 1535.6801 | 60105.884 | 0.91005 | 4150.5249 | 0.64353 | 775 | 0.87782 | 0.56491 | 0.90531 | 0.5826 |  |  | 12 | 69240.4412 | 0.74133 | 59708.589 | 0.63928 | 0.062677 | 54602.9916 | 0.91449 | 1269.5889 | 50013.2231 | 0.91594 | 3453.5908 | 0.53547 | 845.4194 | 0.8654 | 0.4634 | 0.8862 | 0.47454 |  |  | 12 | 69240.4412 | 0.74133 | 59708.589 | 0.63928 | 0.062677 | 54602.9916 | 0.91449 | 1269.5889 | 50013.2231 | 0.91594 | 3453.5908 | 0.53547 | 845.4194 | 0.8654 | 0.4634 | 0.8862 | 0.47454
|  |  | 13 | 90785.1812 | 0.972 | 67092.62 | 0.71834 | 0.19671 | 63976.33 | 0.95355 | 1487.5309 | 58235.62 | 0.91027 | 4021.3766 | 0.62351 | 731.5333 | 0.8664 | 0.54021 | 0.90227 | 0.56257 |  |  | 13 | 73487.7353 | 0.78681 | 60364.639 | 0.6463 | 0.10715 | 55935.6223 | 0.92663 | 1300.5743 | 50969.504 | 0.91122 | 3519.6254 | 0.54571 | 810.2903 | 0.8622 | 0.47051 | 0.88834 | 0.48478 |  |  | 13 | 63954.9717 | 0.68474 | 55319.957 | 0.59229 | 0.059801 | 49421.36 | 0.89337 | 1149.1094 | 45331.6666 | 0.91725 | 3130.3127 | 0.48535 | 810.2903 | 0.84506 | 0.41015 | 0.87445 | 0.42441
|  |  | 14 | 88764.4679 | 0.95037 | 61459.4 | 0.65802 | 0.2474 | 58430.77 | 0.95072 | 1358.5896 | 52978.07 | 0.90668 | 3658.324 | 0.56722 | 668 | 0.83918 | 0.476 | 0.89257 | 0.50628 |  |  | 14 | 76601.4223 | 0.82014 | 57441.5393 | 0.61501 | 0.18492 | 53569.105 | 0.93258 | 1245.5497 | 48868.1753 | 0.91225 | 3374.5212 | 0.52321 | 771.3226 | 0.84901 | 0.44421 | 0.88354 | 0.46228 |  |  | 14 | 57761.2277 | 0.61843 | 49601.909 | 0.53107 | 0.066586 | 43066.3496 | 0.86824 | 1001.3473 | 39970.5578 | 0.92812 | 2760.1091 | 0.42795 | 771.3226 | 0.8154 | 0.34895 | 0.85761 | 0.36702
|  | # Hours | 15 | 85451.9274 | 0.9149 | 55161.35 | 0.59059 | 0.29834 | 52235.595 | 0.94696 | 1214.5439 | 47072.18 | 0.90115 | 3250.5013 | 0.50398 | 567.3333 | 0.78689 | 0.39658 | 0.87909 | 0.44305 |  | # Hours | 15 | 78514.2532 | 0.84062 | 54788.146 | 0.5866 | 0.24151 | 51168.2246 | 0.93393 | 1189.7262 | 46469.7554 | 0.90818 | 3208.9018 | 0.49753 | 722.0968 | 0.83039 | 0.41315 | 0.87753 | 0.4366 |  | # Hours | 15 | 50831.091 | 0.54423 | 41301.032 | 0.4422 | 0.11683 | 34425.1388 | 0.83352 | 800.4282 | 32088.723 | 0.93213 | 2215.8404 | 0.34356 | 722.0968 | 0.75438 | 0.25918 | 0.82264 | 0.28263
|  | 9 | 16 | 80932.6126 | 0.86652 | 38302.42 | 0.41009 | 0.48558 | 35804.18 | 0.93478 | 832.4927 | 32186.79 | 0.89897 | 2222.6123 | 0.34461 | 461.3667 | 0.61674 | 0.21254 | 0.82318 | 0.28368 |  | 9 | 16 | 79186.4225 | 0.84782 | 38510.342 | 0.41232 | 0.47139 | 36053.648 | 0.93621 | 838.2931 | 32452.88 | 0.90013 | 2240.9867 | 0.34746 | 586.7419 | 0.70111 | 0.24361 | 0.82463 | 0.28653 |  | 9 | 16 | 43402.1112 | 0.46469 | 31349.228 | 0.33564 | 0.21489 | 24839.2618 | 0.79234 | 577.5444 | 22778.7492 | 0.91705 | 1572.9536 | 0.24388 | 586.7419 | 0.57417 | 0.14003 | 0.75015 | 0.18295
|  | Day | Hour | Proj Area, m2 | Cosine Loss | Total Power, kW | htp | s/b | 95% Power, kW | % Power | CPC Entrance Flux, kW/m2 | CPC Exit Power, kW | CPC Throughput | CPC Exit Flux, kW/m2 | hs | Ave IDN | hr | hr*hs | hr | hr*hs |  | Day | Hour | Proj Area, m2 | Cosine Loss | Total Power, kW | htp | s/b | 95% Power, kW | % Power | CPC Entrance Flux, kW/m2 | CPC Exit Power, kW | CPC Throughput | CPC Exit Flux, kW/m2 | hs | Ave IDN | hr | hr*hs | hr | hr*hs |  | Day | Hour | Proj Area, m2 | Cosine Loss | Total Power, kW | htp | s/b | 95% Power, kW | % Power | CPC Entrance Flux, kW/m2 | CPC Exit Power, kW | CPC Throughput | CPC Exit Flux, kW/m2 | hs | Ave IDN | hr | hr*hs | hr | hr*hs
| Month | 356 | 8 | 81145.9549 | 0.8688 | 32603.66 | 0.34908 | 0.56327 | 30422.002 | 0.93309 | 707.3502 | 27270.719 | 0.89641 | 1883.1401 | 0.29198 | 347.8065 | 0.39996 | 0.11678 | 0.7913 | 0.23104 | Month | 356 | 8 | 42019.4243 | 0.44989 | 27801.1815 | 0.29766 | 0.28084 | 21549.756 | 0.77514 | 501.0592 | 19728.0368 | 0.91546 | 1362.2911 | 0.21122 | 347.8065 | 0.17054 | 0 | 0.71151 | 0.15029 | Month | 356 | 8 | 77755.0636 | 0.8325 | 32445.084 | 0.34738 | 0.54644 | 30135.743 | 0.92882 | 700.6943 | 26972.6986 | 0.89504 | 1862.5607 | 0.28879 | 347.8065 | 0.39333 | 0.11359 | 0.789 | 0.22785
| 12 |  | 9 | 85546.9007 | 0.91592 | 50705.205 | 0.54288 | 0.35574 | 47789.679 | 0.9425 | 1111.1707 | 43305.49 | 0.90617 | 2990.398 | 0.46366 | 550.8065 | 0.7614 | 0.35303 | 0.86858 | 0.40272 | 12 |  | 9 | 49483.3516 | 0.5298 | 37791.34 | 0.40462 | 0.16987 | 31399.0243 | 0.83085 | 730.0672 | 28875.783 | 0.91964 | 1993.9755 | 0.30916 | 550.8065 | 0.64217 | 0.19853 | 0.8029 | 0.24823 | 12 |  | 9 | 77086.7543 | 0.82534 | 50838.269 | 0.54431 | 0.28316 | 47412.433 | 0.93261 | 1102.3993 | 43255.0262 | 0.91231 | 2986.9133 | 0.46312 | 550.8065 | 0.76112 | 0.35249 | 0.86842 | 0.40218
|  |  | 10 | 88776.7163 | 0.9505 | 57666.3367 | 0.61741 | 0.29395 | 54725.127 | 0.949 | 1272.4287 | 49787.621 | 0.90978 | 3438.0122 | 0.53306 | 650 | 0.82413 | 0.43931 | 0.88569 | 0.47212 |  |  | 10 | 56416.7251 | 0.60403 | 46900.7695 | 0.50215 | 0.096383 | 40311.739 | 0.85951 | 937.2991 | 36962.902 | 0.91693 | 2552.4198 | 0.39575 | 650 | 0.76312 | 0.302 | 0.84603 | 0.33481 |  |  | 10 | 75185.2563 | 0.80498 | 54398.513 | 0.58243 | 0.21356 | 50378.882 | 0.92611 | 1171.373 | 45876.69 | 0.91063 | 3167.9485 | 0.49119 | 650 | 0.80914 | 0.39744 | 0.87594 | 0.43025
|  |  | 11 | 90748.4642 | 0.97161 | 65422.68 | 0.70046 | 0.21639 | 62267.7563 | 0.95178 | 1447.8044 | 56905.9691 | 0.91389 | 3929.5594 | 0.60927 | 690 | 0.85505 | 0.52096 | 0.89999 | 0.54834 |  |  | 11 | 62597.1563 | 0.67021 | 53431.5662 | 0.57207 | 0.072198 | 47297.7713 | 0.8852 | 1099.7333 | 43343.3473 | 0.91639 | 2993.0122 | 0.46406 | 690 | 0.8097 | 0.37575 | 0.86869 | 0.40313 |  |  | 11 | 72088.9258 | 0.77183 | 56972.84 | 0.60999 | 0.14096 | 52582.597 | 0.92294 | 1222.6122 | 48269.552 | 0.91798 | 3333.1841 | 0.5168 | 690 | 0.82912 | 0.42849 | 0.88209 | 0.45587
|  |  | 12 | 91411.2984 | 0.97871 | 67166.92 | 0.71913 | 0.20133 | 63949.739 | 0.9521 | 1486.9126 | 58290.58 | 0.91151 | 4025.1717 | 0.6241 | 682.5161 | 0.85694 | 0.53482 | 0.90236 | 0.56316 |  |  | 12 | 67862.4536 | 0.72658 | 58109.0821 | 0.62215 | 0.069264 | 52750.2026 | 0.90778 | 1226.5092 | 48462.557 | 0.91872 | 3346.5118 | 0.51887 | 682.5161 | 0.82793 | 0.42959 | 0.88256 | 0.45794 |  |  | 12 | 67862.4536 | 0.72658 | 58109.0821 | 0.62215 | 0.069264 | 52750.2026 | 0.90778 | 1226.5092 | 48462.557 | 0.91872 | 3346.5118 | 0.51887 | 682.5161 | 0.82793 | 0.42959 | 0.88256 | 0.45794
|  |  | 13 | 90748.4642 | 0.97161 | 65422.68 | 0.70046 | 0.21639 | 62267.7563 | 0.95178 | 1447.8044 | 56905.9691 | 0.91389 | 3929.5594 | 0.60927 | 681.4839 | 0.85324 | 0.51986 | 0.89999 | 0.54834 |  |  | 13 | 72088.9258 | 0.77183 | 56972.84 | 0.60999 | 0.14096 | 52582.597 | 0.92294 | 1222.6122 | 48269.552 | 0.91798 | 3333.1841 | 0.5168 | 681.4839 | 0.82698 | 0.42739 | 0.88209 | 0.45587 |  |  | 13 | 62597.1563 | 0.67021 | 53431.5662 | 0.57207 | 0.072198 | 47297.7713 | 0.8852 | 1099.7333 | 43343.3473 | 0.91639 | 2993.0122 | 0.46406 | 681.4839 | 0.80732 | 0.37465 | 0.86869 | 0.40313
|  |  | 14 | 88776.7163 | 0.9505 | 57666.3367 | 0.61741 | 0.29395 | 54725.127 | 0.949 | 1272.4287 | 49787.621 | 0.90978 | 3438.0122 | 0.53306 | 661.0645 | 0.82708 | 0.44088 | 0.88569 | 0.47212 |  |  | 14 | 75185.2563 | 0.80498 | 54398.513 | 0.58243 | 0.21356 | 50378.882 | 0.92611 | 1171.373 | 45876.69 | 0.91063 | 3167.9485 | 0.49119 | 661.0645 | 0.81234 | 0.39901 | 0.87594 | 0.43025 |  |  | 14 | 56416.7251 | 0.60403 | 46900.7695 | 0.50215 | 0.096383 | 40311.739 | 0.85951 | 937.2991 | 36962.902 | 0.91693 | 2552.4198 | 0.39575 | 661.0645 | 0.76708 | 0.30357 | 0.84603 | 0.33481
|  | # Hours | 15 | 85546.9007 | 0.91592 | 50705.205 | 0.54288 | 0.35574 | 47789.679 | 0.9425 | 1111.1707 | 43305.49 | 0.90617 | 2990.398 | 0.46366 | 568.0968 | 0.76866 | 0.35639 | 0.86858 | 0.40272 |  | # Hours | 15 | 77086.7543 | 0.82534 | 50838.269 | 0.54431 | 0.28316 | 47412.433 | 0.93261 | 1102.3993 | 43255.0262 | 0.91231 | 2986.9133 | 0.46312 | 568.0968 | 0.76839 | 0.35585 | 0.86842 | 0.40218 |  | # Hours | 15 | 49483.3516 | 0.5298 | 37791.34 | 0.40462 | 0.16987 | 31399.0243 | 0.83085 | 730.0672 | 28875.783 | 0.91964 | 1993.9755 | 0.30916 | 568.0968 | 0.65306 | 0.2019 | 0.8029 | 0.24823
|  | 9 | 16 | 81145.9549 | 0.8688 | 32603.66 | 0.34908 | 0.56327 | 30422.002 | 0.93309 | 707.3502 | 27270.719 | 0.89641 | 1883.1401 | 0.29198 | 409.2258 | 0.49002 | 0.14307 | 0.7913 | 0.23104 |  | 9 | 16 | 77755.0636 | 0.8325 | 32445.084 | 0.34738 | 0.54644 | 30135.743 | 0.92882 | 700.6943 | 26972.6986 | 0.89504 | 1862.5607 | 0.28879 | 409.2258 | 0.48438 | 0.13988 | 0.789 | 0.22785 |  | 9 | 16 | 42019.4243 | 0.44989 | 27801.1815 | 0.29766 | 0.28084 | 21549.756 | 0.77514 | 501.0592 | 19728.0368 | 0.91546 | 1362.2911 | 0.21122 | 409.2258 | 0.29503 | 0.062317 | 0.71151 | 0.15029
|  |  | Min Values | 61037.2428 | 0.6535 | 28328.52 | 0.3033 | 0.091278 | 24462.239 | 0.86352 | 568.7781 | 22107.9939 | 0.89641 | 1526.6356 | 0.2367 | 264 | 0.13246 | 0.031355 | 0.74257 | 0.17577 |  |  | Min Values | 42019.4243 | 0.44989 | 25025.0502 | 0.26793 | 0.010458 | 19879.0286 | 0.77514 | 462.2127 | 18446.387 | 0.8906 | 1273.7886 | 0.1975 | 264 | 0.053585 | 0 | 0.69147 | 0.13656 |  |  | Min Values | 42019.4243 | 0.44989 | 25025.0502 | 0.26793 | 0.010458 | 19879.0286 | 0.77514 | 462.2127 | 18446.387 | 0.8906 | 1273.7886 | 0.1975 | 264 | 0.21506 | 0.056261 | 0.69147 | 0.13656
|  |  | Average Values | 81964.5365 | 0.87756 | 59255.0816 | 0.63442 | 0.22136 | 55779.3 | 0.93751 | 1296.9396 | 50918.71 | 0.91211 | 3516.1179 | 0.54517 | 682.0061 | 0.79139 | 0.45036 | 0.87865 | 0.48423 |  |  | Average Values | 72217.251 | 0.7732 | 55185.5172 | 0.59085 | 0.16302 | 50574.3058 | 0.90934 | 1175.9168 | 46366.0248 | 0.91665 | 3201.7388 | 0.49642 | 689.5759 | 0.7802 | 0.40578 | 0.86529 | 0.43549 |  |  | Average Values | 72217.251 | 0.7732 | 55185.5172 | 0.59085 | 0.16302 | 50574.3058 | 0.90934 | 1175.9168 | 46366.0248 | 0.91665 | 3201.7388 | 0.49642 | 689.5759 | 0.77803 | 0.40269 | 0.86529 | 0.43549
|  |  | Max Values | 91464.2315 | 0.97927 | 72321.87 | 0.77432 | 0.56327 | 68922.68 | 0.95492 | 1602.5398 | 63255.69 | 0.92496 | 4368.0302 | 0.67726 | 890.3 | 0.89894 | 0.60881 | 0.91003 | 0.61632 |  |  | Max Values | 90434.0772 | 0.96824 | 71758.318 | 0.76829 | 0.64159 | 68428.13 | 0.95416 | 1591.0409 | 62935.428 | 0.93213 | 4345.915 | 0.67383 | 890.3 | 0.88999 | 0.59736 | 0.90957 | 0.61289 |  |  | Max Values | 90434.0772 | 0.96824 | 71758.318 | 0.76829 | 0.64159 | 68428.13 | 0.95416 | 1591.0409 | 62935.428 | 0.93213 | 4345.915 | 0.67383 | 890.3 | 0.89204 | 0.59465 | 0.90957 | 0.61289
|  |  | Total Number Hours (Chosen Days/Month) | [19 empty] | Total Number Hours (Chosen Days/Month) | [19 empty] | Total Number Hours (Chosen Days/Month)
|  |  | 128 | [19 empty] | 128 | [19 empty] | 128
|  |  | Total Number Hours/Year | [19 empty] | Total Number Hours/Year | [19 empty] | Total Number Hours/Year
|  |  | 1946.6667 | [19 empty] | 1946.6667 | [19 empty] | 1946.6667
|  |  | Solar Capacity Factor (Hours Available/Total Hours in Year) | [19 empty] | Solar Capacity Factor (Hours Available/Total Hours in Year) | [19 empty] | Solar Capacity Factor (Hours Available/Total Hours in Year)
|  |  | 0.22222 | [19 empty] | 0.22222 | [19 empty] | 0.22222

## Design Point Calcs
Soltrace analysis to generate design point
L30D82H10
[27 empty] | Current Analysis |  |  |  | 7000x analysis
| T | 200 |  |  | g |  | CPC Entrance Diameter, m for ~95% power | [18 empty] | qc | 30 |  |  | qc | 23.5
| s | 10 | r | 0.92 | 30 |  | 5.35 |  |  | sslope | 1.3 | [14 empty] | g | 30 | 30.7107 | 0.72774 | g | 20 | 12.29 | 0.74939
| T/s | 20 |  |  | 35 |  | 6.05 |  |  | sspec | 0.5 | [15 empty] | 35 | 38.6658 | 0.70174 |  | 30 | 16.509 | 0.75041
| qc | 30 | C | 4 | 40 |  | 7.25 | [19 empty] | 40 | 50.6094 | 0.66243 |  | 40 | 25.267 | 0.70578
| Focal Lengths | 3 |  |  | 45 |  | 9.2 | [19 empty] | 45 | 69.4945 | 0.5796 |  | 50 | 46.868 | 0.59252
| g | C/Cmax | # | Area, m2 | Proj Area, m2 | Total Power, kW | htp | s/b | 95% Power, kW | 95% Intercept Entrance Radius, m | 95% Intercept Exit Radius, m | 95% Intercept Height, m | ~CPC Surface Area, m2 | C | Ideal Exit Flux, kW/m2 | Fraction of Ideal | CPC Entrance Power, kW | CPC Exit Power, kW | CPC Exit Flux, kW/m2 | CPC Throughput | Solar Efficiency | Fraction of Ideal | Ellipse Area, m2 | Heliostat Area Fraction | Enclosing Rectangle Area, acres
| 30 | 0.33333 | 422 | 42200 | 40010.635 | 35761.814 | 0.84744 | 0.02847 | 33973.7233 | 2.675 | 1.354 | 5.6285 | 69.2519 | 3.9031 | 5898.7416 | 0.12754 | 33778.09 | 30710.712 | 5332.1961 | 0.90395 | 0.72774 | 0.11529 | 83118.7288 | 0.50771 | 23.0811 | qc | 35
| 35 | 0.26618 | 551 | 55100 | 51982.4417 | 44303.379 | 0.80405 | 0.073613 | 42088.2101 | 3.025 | 1.5312 | 6.3649 | 88.5595 | 3.9031 | 5714.4377 | 0.12356 | 42047.125 | 38665.844 | 5249.7732 | 0.91869 | 0.70174 | 0.11351 | 111817.3474 | 0.49277 | 31.5515 | g | 35 | 62.0824 | 0.66469
| 40 | 0.19934 | 764 | 76400 | 71495.006 | 57232.666 | 0.74912 | 0.12988 | 54371.0327 | 3.625 | 1.8349 | 7.6273 | 127.1746 | 3.9031 | 5140.6183 | 0.11115 | 54990.3 | 50609.43 | 4784.9701 | 0.93082 | 0.66243 | 0.10346 | 165201.8582 | 0.46246 | 44.2992 |  | 40 | 84.5916 | 0.59279
| 45 | 0.13397 | 1199 | 119900 | 110805.2088 | 79823.47 | 0.66575 | 0.21696 | 75832.2965 | 4.6 | 2.3284 | 9.6788 | 204.7858 | 3.9031 | 4452.4838 | 0.096273 | 75502.65 | 69494.45 | 4080.3579 | 0.91642 | 0.5796 | 0.088227 | 280992.5892 | 0.4267 | 70.7832 |  | 45 | 124.1303 | 0.47055
| T | 200 |  |  | g |  | CPC Entrance Diameter, m for ~95% power
| s | 10 | r | 0.92 | 35 |  | 7.4 | [18 empty] | qc | 40
| T/s | 20 |  |  | 40 |  | 9.33 | [18 empty] | g | 40 | 142.8845 | 0.4725
| qc | 35 | C | 3.0396 | 45 |  | 12.9
| Focal Lengths | 3
| g | C/Cmax | # | Area, m2 | Proj Area, m2 | Total Power, kW | htp | s/b | 95% Power, kW | 95% Intercept Entrance Radius, m | 95% Intercept Exit Radius, m | 95% Intercept Height, m | ~CPC Surface Area, m2 | C | Ideal Exit Flux, kW/m2 | Fraction of Ideal | CPC Entrance Power, kW | CPC Exit Power, kW | CPC Exit Flux, kW/m2 | CPC Throughput | Solar Efficiency | Fraction of Ideal | Ellipse Area, m2 | Heliostat Area Fraction | Enclosing Rectangle Area, acres
| 35 | 0.17433 | 934 | 93400 | 87241.5989 | 70851.94 | 0.75859 | 0.11724 | 67309.343 | 3.7 | 2.1466 | 6.7283 | 120.2424 | 2.9711 | 4649.856 | 0.10054 | 67333.106 | 62082.4391 | 4288.7716 | 0.92235 | 0.66469 | 0.092733 | 205388.4706 | 0.45475 | 52.2362
| 40 | 0.11415 | 1427 | 142700 | 131793.0241 | 96654.93 | 0.67733 | 0.20284 | 91822.1835 | 4.665 | 2.7064 | 8.4831 | 191.1426 | 2.9711 | 3990.3585 | 0.086281 | 91810.5559 | 84591.5807 | 3676.1349 | 0.92125 | 0.59279 | 0.079487 | 345659.6191 | 0.41283 | 81.4451
| 45 | 0.060307 | 2638 | 263800 | 239507.8274 | 142612.8971 | 0.54061 | 0.35278 | 133169 | 6.45 | 3.742 | 11.729 | 365.4042 | 2.9711 | 3079.8572 | 0.066594 | 134939.31 | 124130.34 | 2821.7992 | 0.93213 | 0.47055 | 0.061014 | 747035.7051 | 0.35313 | 153.5464
| T | 200
| s | 10 | r | 0.92
| T/s | 20 |  |  | g |  | CPC Entrance Diameter, m for ~95% power
| qc | 40 | C | 2.4203 | 40 |  | 13.2
| Focal Lengths | 3
| g | C/Cmax | # | Area, m2 | Proj Area, m2 | Total Power, kW | htp | s/b | 95% Power, kW | 95% Intercept Entrance Radius, m | 95% Intercept Exit Radius, m | 95% Intercept Height, m | ~CPC Surface Area, m2 | C | Ideal Exit Flux, kW/m2 | Fraction of Ideal | CPC Entrance Power, kW | CPC Exit Power, kW | CPC Exit Flux, kW/m2 | CPC Throughput | Solar Efficiency | Fraction of Ideal | Ellipse Area, m2 | Heliostat Area Fraction | Enclosing Rectangle Area, acres
| 40 | 0.11415 | 3024 | 302400 | 228669.4179 | 162683 | 0.53797 | 0.2267 | 154548.85 | 6.6 | 4.2863 | 10.4442 | 348.3229 | 2.3709 | 2677.5833 | 0.057896 | 154616.976 | 142884.55 | 2475.4974 | 0.92453 | 0.4725 | 0.053526 | 899040.9723 | 0.33636 | 170.0714
Note on L6: Applies to all runs

## Daggett
| Daggett TMY2 Average Hourly Values, W/m2 |  |  |  |  | N34 52 | W116 47 |  | Data from Daggett.xls
Modeled Day | 22 | 53 | 82 | 112 | 142 | 173 | 203 | 234 | 262 | 295 | 326 | 356
# Days | 31 | 28 | 31 | 30 | 31 | 30 | 31 | 30 | 31 | 31 | 30 | 31
Month
Hour | 1 | 2 | 3 | 4 | 5 | 6 | 7 | 8 | 9 | 10 | 11 | 12
5 | 0 | 0 | 0 | 0 | 15.1613 | 40.5667 | 13.0645 | 0 | 0 | 0 | 0 | 0
6 | 0 | 0 | 11.8387 | 155.0333 | 296.7419 | 408.7 | 297.2258 | 179.3871 | 78.9032 | 9.2903 | 0 | 0
7 | 3.4839 | 71.0357 | 272.5161 | 510.9 | 549.9355 | 642.3 | 543.129 | 504.6452 | 475.8387 | 324.8387 | 118.5 | 24.2581
8 | 264 | 387.3571 | 557.1613 | 681.3333 | 676 | 749.8667 | 667.129 | 669.3226 | 673.3871 | 580.6452 | 496 | 347.8065
9 | 518.4194 | 545.3571 | 691.7097 | 797.8667 | 735.7419 | 812.1667 | 731.7742 | 745.9355 | 771.4194 | 703.6452 | 672.5333 | 550.8065
10 | 655.2258 | 628.7857 | 737 | 846.7 | 769.9677 | 837.4333 | 782.4839 | 809.3548 | 840.4516 | 763.129 | 739.0333 | 650
11 | 692.2903 | 664.6071 | 780.3548 | 871.1667 | 805.9677 | 853.8333 | 798.3548 | 806.871 | 837.9032 | 806.7097 | 779.3 | 690
12 | 722.5484 | 683.75 | 768.1935 | 890.3 | 829.4516 | 859.4333 | 806.5806 | 828.9032 | 845.4194 | 776.5161 | 775 | 682.5161
13 | 724.0968 | 667.8571 | 769.1613 | 846.1333 | 822.6129 | 826.4667 | 821.3226 | 799.2258 | 810.2903 | 752.9032 | 731.5333 | 681.4839
14 | 716.5806 | 677.1071 | 744.129 | 833.7667 | 801.6774 | 842.2 | 801.8065 | 784.871 | 771.3226 | 756.7097 | 668 | 661.0645
15 | 652.6452 | 645.6429 | 701.3226 | 814.1667 | 756.3226 | 776.6333 | 796.9355 | 743.3226 | 722.0968 | 699.0645 | 567.3333 | 568.0968
16 | 523.3226 | 581.0714 | 624.1935 | 721.7667 | 716.5484 | 747.5333 | 749.2903 | 663.4194 | 586.7419 | 596.4516 | 461.3667 | 409.2258
17 | 240.3548 | 426.1429 | 510.5161 | 653.4333 | 642.871 | 670.3 | 658.8387 | 569.5161 | 505.4194 | 343.2581 | 107.3333 | 109.3226
18 | 2.9355 | 83.8571 | 204.8387 | 429.0667 | 457.0645 | 528.0667 | 519.0645 | 403.4516 | 230.2258 | 19.2258 | 0 | 0
19 | 0 | 0 | 0.70968 | 37.0667 | 108.3548 | 216.9667 | 197.129 | 73.6129 | 2.2581 | 0 | 0 | 0
Monthly Sum, kWhr/m2 | 177.193 | 169.752 | 228.583 | 272.661 | 278.517 | 294.374 | 284.708 | 257.4552 | 252.702 | 221.104 | 183.478 | 166.612
Yearly Sum, kWhr/m2 | 2787.1392
Daily Average, kWhr/m2 | 7.636
Hours/Day | 12 | 12 | 14 | 14 | 15 | 15 | 15 | 14 | 14 | 13 | 11 | 11
Hours/Month | 372 | 336 | 434 | 420 | 465 | 450 | 465 | 420 | 434 | 403 | 330 | 341
Hours/Year | 4870
Fraction of Year | 0.55594
Daggett TMY2 Maximum Hourly Values, W/m2
# Days | 31 | 28 | 31 | 30 | 31 | 30 | 31 | 30 | 31 | 31 | 30 | 31
Month
Hour | 1 | 2 | 3 | 4 | 5 | 6 | 7 | 8 | 9 | 10 | 11 | 12
5 | 0 | 0 | 0 | 0 | 63 | 87 | 50 | 0 | 0 | 0 | 0 | 0
6 | 0 | 0 | 72 | 376 | 537 | 550 | 499 | 330 | 173 | 51 | 0 | 0
7 | 16 | 250 | 598 | 744 | 782 | 778 | 749 | 716 | 681 | 578 | 329 | 79
8 | 526 | 750 | 832 | 876 | 886 | 879 | 857 | 848 | 857 | 821 | 768 | 600
9 | 812 | 906 | 936 | 948 | 925 | 932 | 916 | 917 | 930 | 916 | 906 | 829
10 | 923 | 965 | 995 | 989 | 968 | 964 | 948 | 959 | 975 | 966 | 969 | 932
11 | 977 | 1008 | 1021 | 1007 | 992 | 980 | 969 | 980 | 1000 | 990 | 997 | 977
12 | 992 | 1017 | 1031 | 1021 | 994 | 987 | 979 | 995 | 1008 | 1001 | 1004 | 987
13 | 987 | 1029 | 1031 | 1020 | 986 | 990 | 981 | 1000 | 1004 | 998 | 996 | 986
14 | 970 | 1005 | 1018 | 1006 | 979 | 976 | 971 | 985 | 984 | 970 | 972 | 960
15 | 914 | 979 | 987 | 978 | 952 | 955 | 951 | 959 | 954 | 933 | 905 | 893
16 | 815 | 913 | 928 | 930 | 908 | 917 | 914 | 922 | 896 | 845 | 763 | 737
17 | 560 | 752 | 805 | 835 | 830 | 847 | 849 | 839 | 774 | 636 | 314 | 256
18 | 46 | 257 | 475 | 618 | 680 | 718 | 720 | 649 | 447 | 102 | 0 | 0
19 | 0 | 0 | 8 | 114 | 257 | 398 | 373 | 206 | 27 | 0 | 0 | 0
Monthly Sum, kWhr/m2 | 264.678 | 275.268 | 332.847 | 343.86 | 363.909 | 358.74 | 363.506 | 339.15 | 332.01 | 304.017 | 267.69 | 255.316
Yearly Sum, kWhr/m2 | 3800.991
Daily Average, kWhr/m2 | 10.4137

## ASHRAE Clear Day
ASHRAE Handbook of Fundamentals, 1972; Clear Day Direct Irradiance, W/m2; a>10o; L=30
Modeled Day | 22 | 53 | 82 | 112 | 142 | 173 | 203 | 234 | 264 | 295 | 326 | 356
# Days | 31 | 28 | 31 | 30 | 31 | 30 | 31 | 30 | 31 | 31 | 30 | 31
Month
Hour | 1 | 2 | 3 | 4 | 5 | 6 | 7 | 8 | 9 | 10 | 11 | 12
5
6 |  |  |  |  | 375.088 | 412.912 | 356.176
7 |  |  | 583.12 | 649.312 | 665.072 | 661.92 | 639.856 | 598.88 | 513.776
8 | 639.856 | 778.544 | 819.52 | 803.76 | 788 | 772.24 | 759.632 | 756.48 | 756.48 | 721.808 | 617.792 | 554.752
9 | 847.888 | 907.776 | 914.08 | 876.256 | 847.888 | 832.128 | 822.672 | 828.976 | 857.344 | 860.496 | 828.976 | 810.064
10 | 929.84 | 964.512 | 958.208 | 914.08 | 882.56 | 863.648 | 854.192 | 869.952 | 904.624 | 923.536 | 910.928 | 907.776
11 | 964.512 | 992.88 | 980.272 | 929.84 | 898.32 | 879.408 | 873.104 | 888.864 | 926.688 | 951.904 | 948.752 | 948.752
12 | 977.12 | 999.184 | 986.576 | 936.144 | 901.472 | 882.56 | 879.408 | 895.168 | 932.992 | 958.208 | 958.208 | 958.208
13 | 964.512 | 992.88 | 980.272 | 929.84 | 898.32 | 879.408 | 873.104 | 888.864 | 926.688 | 951.904 | 948.752 | 948.752
14 | 929.84 | 964.512 | 958.208 | 914.08 | 882.56 | 863.648 | 854.192 | 869.952 | 904.624 | 923.536 | 910.928 | 907.776
15 | 847.888 | 907.776 | 914.08 | 876.256 | 847.888 | 832.128 | 822.672 | 828.976 | 857.344 | 860.496 | 828.976 | 810.064
16 | 639.856 | 778.544 | 819.52 | 803.76 | 788 | 772.24 | 759.632 | 756.48 | 756.48 | 721.808 | 617.792 | 554.752
17 |  |  | 583.12 | 649.312 | 665.072 | 661.92 | 639.856 | 598.88 | 513.776
18 |  |  |  |  | 375.088 | 412.912 | 356.176
19
Monthly Sum, kWhr/m2 | 239.9807 | 232.025 | 294.4063 | 278.4792 | 304.2752 | 291.8122 | 294.2108 | 263.4442 | 274.3753 | 244.0846 | 227.1331 | 229.4278
Yearly Sum, kWhr/m2 | 3173.6542
Daily Average, kWhr/m2 | 8.6949